## combined
Asset ID | Location Address | JEA GIS Object ID | Sewer Maintenance District | County | Best Estimate of Install Date of Station | Year of Install | Electrical Supplier | JEA Actual ADF (GPD) | JEA Design PHF (GPM) | PS Class
BPS-000639 | 2740 CR 210 | 205269 | St Johns Grid | St Johns | 2016-11-02 | 2016-11-02 | JEA | 2861084.4857 | 7000
BPS-001645 | 4193 OLDFIELD CROSSING | 1729 | South Grid | Duval | 2017-01-20 | 2017-01-20 | JEA | 2714538.4836 | 9370
BPS-001950 | 4241 SAN CLERC | 16966 | South Grid | Duval | 2012-08-22 | 2012-08-22 | JEA | 932000 | 3040
BPS-002867 | 8617 WESTERN WAY | 204646 | South Grid | Duval | 2005-06-30 | 2005-06-30 | JEA | 2827540.5313 | 5000
BPS-003387 | 106 TWIN CREEKS Dr | 55153 | St Johns Grid | Duval | 2007-12-04 | 2007-12-04 | JEA | 2481327.61 | 4400
BPS-004153 | 6850 Energy Center Drive | 256468 | South Grid | Duval | 2019-06-19 | 2019-06-19 | JEA | 166464 | 1200
BPS-004187 | 7806 RAMPART RD | 277052 | West Grid | Duval | 2021-01-01 | 2021-01-01 | JEA | 2297937.6 | 5000
BPS-004228 | 10477 BRADLEY RD BOOSTER | 1329 | East Grid | Duval | 2021-05-03 | 2021-05-03 | JEA | 12497058.67 | 19500
BPS-004296 | 3742 ROBENA ROAD | 315233 | North Grid | Duval | 2023-06-01 | 2023-06-01 | JEA | 0 | 0
BPS-004333 | 85008 ART WILSON LN | 354434 | Nassau Grid | Nassau | 2024-02-28 | 2024-02-28 | FPL | 0 | 0
LS-000001 | 12770 1ST ST | 1907 | North Grid | Duval | 1970-01-01 | 1970-01-01 | JEA | 3800.0027 | 391.9503
LS-000002 | 2580 1ST ST W | 54481 | North Grid | Duval | 1950-01-01 | 1950-01-01 | JEA | 772.3363 | 178.6954
LS-000004 | 1999 30TH ST W | 1983 | North Grid | Duval | 1997-01-01 | 1997-01-01 | JEA | 16897.5081 | 139.4156
LS-000005 | 94 32ND ST E | 1298 | North Grid | Duval | 1995-01-01 | 1995-01-01 | JEA | 1014995.49 | 2500
LS-000006 | 1870 41ST ST W | 1804 | North Grid | Duval | 1988-01-01 | 1988-01-01 | JEA | 111175.1081 | 1500
LS-000007 | 1646 45TH ST W | 54482 | North Grid | Duval | 1960-01-01 | 1960-01-01 | JEA | 37275.1951 | 416.1373
LS-000013 | 2809 5TH ST W | 1941 | North Grid | Duval | 1958-01-01 | 1958-01-01 | JEA | 1852554.14 | 10000
LS-000014 | 5233 5TH ST W | 1940 | West Grid | Duval | 1954-01-01 | 1954-01-01 | JEA | 510479.35 | 1250
LS-000017 | 239 68TH ST W | 1534 | North Grid | Duval | 1980-01-01 | 1980-01-01 | JEA | 6053.0151 | 161.8487
LS-000018 | 7200 AC SKINNER PY | 1710 | South Grid | Duval | 1983-01-01 | 1983-01-01 | JEA | 1224444.44 | 3770
LS-000019 | 5640 101ST ST | 1252 | West Grid | Duval | 1950-01-01 | 1950-01-01 | JEA | 24964.525 | 87.9381
LS-000023 | MAGNOLIA VALLEY DR. 5097 | 85617 | West Grid | Duval | 2009-12-15 | 2009-12-15 | JEA | 8526.1175 | 334.9059
LS-000026 | 6650 103RD ST | 26881 | West Grid | Duval | 1990-02-23 | 1990-02-23 | JEA | 5872.579 | 164.9123
LS-000033 | 7960 103RD ST | 1286 | West Grid | Duval | 1987-01-01 | 1987-01-01 | JEA | 44507.2545 | 123.6219
LS-000034 | 9380 103RD ST | 1656 | West Grid | Duval | 2001-01-01 | 2001-01-01 | JEA | 17857.27 | 58.3573
LS-000039 | 9902 103RD ST | 1655 | West Grid | Duval | 1994-01-01 | 1994-01-01 | JEA | 78098.7784 | 795.6598
LS-000045 | 5104 118TH ST | 1256 | West Grid | Duval | 1972-01-01 | 1972-01-01 | JEA | 10595000 | 15000
LS-000047 | 5823 118TH ST | 12161 | West Grid | Duval | 2003-08-13 | 2003-08-13 | JEA | 156740.52 | 401.4004
LS-000048 | 8350 118TH ST | 1562 | West Grid | Duval | 1999-10-08 | 1999-10-08 | JEA | 43395.5521 | 250.7129
LS-000057 | 3215 ABBEYFIELD LN | 1139 | East Grid | Duval | 1980-01-01 | 1980-01-01 | JEA | 147421.8681 | 431.7439
LS-000058 | 5180 ABEL LN | 1490 | West Grid | Duval | 1973-03-30 | 1973-03-30 | JEA | 19641.4884 | 322.9682
LS-000060 | 12733 ABESS BV | 1826 | East Grid | Duval | 1987-01-01 | 1987-01-01 | JEA | 2713621.2991 | 8000
LS-000063 | 8752 ACANTHUS DR | 1564 | West Grid | Duval | 1970-01-01 | 1970-01-01 | JEA | 264041.8869 | 800
LS-000067 | 11933 ACOSTA RD | 1968 | South Grid | Duval | 1980-01-01 | 1980-01-01 | JEA | 10740.1923 | 359.7463
LS-000069 | 505 ADDOR LN | 1369 | West Grid | Duval | 1992-07-28 | 1992-07-28 | JEA | 1532.786 | 218.8651
LS-000070 | 9374 ADELAID DR | 2241 | West Grid | Duval | 2001-08-14 | 2001-08-14 | JEA | 103743.1926 | 398.7077
LS-000071 | 2844 ADELE RD | 2012 | South Grid | Duval | 1980-01-01 | 1980-01-01 | JEA | 11032.9073 | 33.8273
LS-000073 | 13650 AEROSPACE WAY | 89458 | West Grid | Duval | 1985-01-01 | 1985-01-01 | JEA | 6798.2711 | 74.4206
LS-000074 | 125 AFTON LN | 1963 | St Johns Grid | Duval | 1998-09-01 | 1998-09-01 | JEA | 32722.4593 | 163.5841
LS-000075 | 10150 AGAVE RD | 1631 | East Grid | Duval | 1980-01-01 | 1980-01-01 | JEA | 510516.0839 | 2302.9151
LS-000076 | 10398 AGAVE RD | 1741 | East Grid | Duval | 1970-01-01 | 1970-01-01 | JEA | 26656.21 | 123.2124
LS-000080 | AIRPORT STATION A RAMP | 29846 | North Grid | Duval | 2006-11-08 | 2006-11-08 | JEA | 22977.7686 | 74.8228
LS-000081 | 7039 ALACHUA AV | 1986 | West Grid | Duval | 1981-01-01 | 1981-01-01 | JEA | 1799391.1975 | 6500
LS-000082 | 11823 ALDEN RD | 1344 | East Grid | Duval | 2007-05-11 | 2007-05-11 | JEA | 70393.6622 | 190.3148
LS-000083 | 12106 ALDEN RD | 1158 | East Grid | Duval | 1970-01-01 | 1970-01-01 | JEA | 48107.9339 | 362.408
LS-000085 | 12193 ALEXANDRA DR | 19856 | North Grid | Duval | 2005-06-09 | 2005-06-09 | JEA | 48355.3642 | 188.2125
LS-000086 | 11551 ALEXIS FOREST DR | 1624 | South Grid | Duval | 1990-01-01 | 1990-01-01 | JEA | 38929.0684 | 221.7068
LS-000088 | 907 ALIZON ST | 28897 | St Johns Grid | Duval | 2000-04-23 | 2000-04-23 | JEA | 37631.4937 | 473.1371
LS-000091 | 11524 ALTA DR | 2881 | North Grid | Duval | 2001-07-27 | 2001-07-27 | JEA | 50874.1114 | 538.9521
LS-000097 | 11009 ALUMNI WY | 2034 | South Grid | Duval | 1980-01-01 | 1980-01-01 | JEA | 73010.1472 | 518.4857
LS-000098 | 11220 ALUMNI WY | 1069 | South Grid | Duval | 1980-01-01 | 1980-01-01 | JEA | 208112.5153 | 533.666
LS-000099 | 4172 Eco Rd | 30660 | East Grid | Duval | 2005-01-21 | 2005-01-21 | JEA | 107447.0512 | 1700
LS-000100 | 85111 Amaryllis Ct | 48721 | Nassau Grid | Nassau | 2007-08-29 | 2007-08-29 | FPL | 72641.3616 | 715.3459
LS-000103 | 95352 AMELIA CONCOURSE | 52257 | Nassau Grid | Nassau | 2005-08-04 | 2005-08-04 | FPL | 20375.001 | 275.9575
LS-000104 | 4172 ANDERSON WOODS DR | 21776 | North Grid | Duval | 2005-11-30 | 2005-11-30 | JEA | 11835.0854 | 132.3066
LS-000109 | 10922 APPLE BLOSSOM TL E | 11844 | North Grid | Duval | 2003-12-30 | 2003-12-30 | JEA | 14542.8147 | 122.528
LS-000110 | 8825 ARBOR BREEZE LN | 52944 | West Grid | Duval | 2007-02-01 | 2007-02-01 | JEA | 6843.9663 | 179.4445
LS-000111 | 11867 ARBOR LAKE DR | 31330 | East Grid | Duval | 1984-09-22 | 1984-09-22 | JEA | 4534.0497 | 45.9371
LS-000112 | 12026 ARBOR LAKE DR | 31297 | East Grid | Duval | 1984-06-22 | 1984-06-22 | JEA | 31454.3575 | 231.9667
LS-000113 | 1092 ARBOR LN | 54487 | East Grid | Duval | 2005-02-28 | 2005-02-28 | JEA | 1736.0729 | 5.2907
LS-000114 | 9420 ARBOR OAK LN | 72173 | North Grid | Duval | 2005-08-16 | 2005-08-16 | JEA | 52904.9681 | 451.2119
LS-000116 | 6491 ARGYLE FOREST BV | 1118 | West Grid | Duval | 1980-01-01 | 1980-01-01 | JEA | 139898.2034 | 729.928
LS-000118 | 7663 ARGYLE FOREST BV | 1792 | West Grid | Duval | 1988-01-01 | 1988-01-01 | JEA | 266416.0323 | 1935.9738
LS-000119 | 8104 ARGYLE FOREST BV | 1514 | West Grid | Duval | 1970-01-01 | 1970-01-01 | JEA | 369834.4734 | 863.8778
LS-000120 | 9526 ARGYLE FOREST BV | 41697 | West Grid | Duval | 2003-10-07 | 2003-10-07 | JEA | 24544.8076 | 354.6924
LS-000122 | 6912 ARLEX DR S | 27953 | East Grid | Duval | 1958-09-10 | 1958-09-10 | JEA | 3695.6994 | 21.8937
LS-000123 | 1090 ARLINGTON RD | 39090 | East Grid | Duval | 1977-09-06 | 1977-09-06 | JEA | 17401.6222 | 90.2663
LS-000130 | 6233 ARLINGTON XWAY | 36881 | East Grid | Duval | 1971-08-06 | 1971-08-06 | JEA | 2634.5869 | 129.5417
LS-000132 | 7528 ARLINGTON XY | 39121 | East Grid | Duval | 1989-08-31 | 1989-08-31 | JEA | 29977.0291 | 126.9912
LS-000133 | 7837 ARLINGTON XY | 34817 | East Grid | Duval | 1967-11-01 | 1967-11-01 | JEA | 27566.2082 | 180.3073
LS-000134 | 8052 ARLINGTON XY | 36785 | East Grid | Duval | 1972-04-13 | 1972-04-13 | JEA | 34833.4254 | 166.2633
LS-000138 | 3194 ARMSDALE RD | 8004 | North Grid | Duval | 2002-09-19 | 2002-09-19 | JEA | 880.5399 | 42.3198
LS-000140 | 6661 ARROWROOT DR | 1793 | West Grid | Duval | 1970-01-01 | 1970-01-01 | JEA | 12047.3604 | 28.1942
LS-000147 | 9099 ARUNDELL WY | 1182 | South Grid | Duval | 1980-01-01 | 1980-01-01 | JEA | 44612.025 | 277.2152
LS-000148 | 10031 ASHFORD CROSSING | 1191 | South Grid | Duval | 1980-01-01 | 1980-01-01 | JEA | 5633.5912 | 292.7303
LS-000149 | 4894 ASHLEY MANOR WY | 14731 | East Grid | Duval | 1989-10-25 | 1989-10-25 | JEA | 31573.3542 | 278.3429
LS-000153 | 10065 ATLANTIC BV | 1871 | East Grid | Duval | 2001-03-01 | 2001-03-01 | JEA | 1054.8723 | 150.6473
LS-000160 | 12570 ATLANTIC BV | 1032 | East Grid | Duval | 1980-01-01 | 1980-01-01 | JEA | 85362.8806 | 855.5505
LS-000173 | 4110 ATLANTIC BV | 2055 | East Grid | Duval | 1982-01-01 | 1982-01-01 | JEA | 401314.8306 | 996.2106
LS-000205 | 9380 ATLANTIC BV | 1868 | East Grid | Duval | 1970-01-01 | 1970-01-01 | JEA | 92124.7169 | 476.8385
LS-000214 | 5791 ATLEE AV | 1292 | West Grid | Duval | 1988-01-01 | 1988-01-01 | JEA | 101640.5132 | 842.4882
LS-000217 | 2152 AUSTIN CREEK RD | 30550 | North Grid | Duval | 2005-01-05 | 2005-01-05 | JEA | 28163.6347 | 235.2236
LS-000219 | 4739 AVENT DR | 52936 | West Grid | Duval | 2007-03-13 | 2007-03-13 | JEA | 7169.0408 | 157.2362
LS-000221 | 855 AVIATION DR | 72107 | East Grid | Duval | 1999-05-14 | 1999-05-14 | JEA | 2877.0623 | 167.891
LS-000222 | 12621 AYRSHIRE ST E | 28865 | North Grid | Duval | 2004-10-15 | 2004-10-15 | JEA | 12026.2521 | 379.006
LS-000224 | 15807 BAINEBRIDGE DR | 52938 | North Grid | Duval | 2006-11-08 | 2006-11-08 | JEA | 43397.3144 | 384.2413
LS-000225 | 15854 BAINEBRIDGE DR | 52939 | North Grid | Duval | 2006-11-08 | 2006-11-08 | JEA | 23132.687 | 366.373
LS-000226 | 74 BAISDEN RD | 1081 | North Grid | Duval | 1954-01-01 | 1954-01-01 | JEA | 13393.5762 | 145.9489
LS-000228 | 528 BALMORAL CR N | 1462 | North Grid | Duval | 1980-01-01 | 1980-01-01 | JEA | 56834.8456 | 796.6468
LS-000229 | 4501 BARKOSKIE RD | 1445 | South Grid | Duval | 1985-01-01 | 1985-01-01 | JEA | 4409.5128 | 159.029
LS-000230 | 4437 BARNES RD | 1901 | East Grid | Duval | 2003-11-25 | 2003-11-25 | JEA | 652418.36 | 2000
LS-000231 | 2158 BARNSTORMER RD AIRPORT STA. B | 52946 | North Grid | Duval | 1996-01-01 | 1996-01-01 | JEA | 15688.0978 | 65.6145
LS-000233 | 6039 BARTOLF AV | 1557 | West Grid | Duval | 1950-01-01 | 1950-01-01 | JEA | 1446.7472 | 36.7168
LS-000235 | 12882 BARTRAM PARK BV | 14085 | St Johns Grid | Duval | 2004-02-20 | 2004-02-20 | JEA | 352236.29 | 2120
LS-000236 | 13551 BARTRAM PARK BV | 72134 | St Johns Grid | Duval | 2006-04-25 | 2006-04-25 | JEA | 49675.1462 | 693.7363
LS-000237 | 14041 BARTRAM PARK BV | 72108 | St Johns Grid | Duval | 2007-01-09 | 2007-01-09 | JEA | 103000 | 1040
LS-000241 | 6046 BARTRAM VILLAGE DR | 54491 | St Johns Grid | Duval | 2006-08-21 | 2006-08-21 | JEA | 32117.6763 | 243.4206
LS-000243 | 6263 BATTLE GATE RD | 30537 | South Grid | Duval | 2005-07-07 | 2005-07-07 | JEA | 80111.2274 | 605.5696
LS-000244 | 4568 BAY HARBOUR DR | 14732 | East Grid | Duval | 1985-11-22 | 1985-11-22 | JEA | 585015.31 | 2400
LS-000245 | 4 BAY ST E | 54492 | North Grid | Duval | 2003-10-17 | 2003-10-17 | JEA | 1879.9985 | 96.3479
LS-000246 | 834 BAY ST E | 1902 | North Grid | Duval | 1966-01-01 | 1966-01-01 | JEA | 3443586.13 | 19250
LS-000247 | 7999 BAYBERRY RD | 17601 | South Grid | Duval | 1975-04-01 | 1975-04-01 | JEA | 13864.1839 | 134.5295
LS-000248 | 5239 BAYCREST RD | 1373 | West Grid | Duval | 1971-01-01 | 1971-01-01 | JEA | 16794.0408 | 372.9058
LS-000249 | 8751 BAYLEAF DR | 17282 | South Grid | Duval | 1971-11-20 | 1971-11-20 | JEA | 300837.9 | 800
LS-000250 | 7640 BAYMEADOWS CR W | 16646 | South Grid | Duval | 1984-03-07 | 1984-03-07 | JEA | 69005.9445 | 186.8016
LS-000251 | 7836 BAYMEADOWS CR W | 16652 | South Grid | Duval | 1973-03-23 | 1973-03-23 | JEA | 38164.8141 | 141.4243
LS-000254 | 10702 BAYMEADOWS RD | 1193 | South Grid | Duval | 1980-01-01 | 1980-01-01 | JEA | 357750.32 | 900
LS-000255 | 3847 BAYMEADOWS RD | 15375 | South Grid | Duval | 1971-04-23 | 1971-04-23 | JEA | 5907.9121 | 124.6367
LS-000256 | 8115 BAYMEADOWS CR W | 382844 | South Grid | Duval | 2024-11-04 | 2024-11-04 | JEA | 359664.75 | 700
LS-000258 | 7823 BAYMEADOWS RD E | 1614 | South Grid | Duval | 2001-03-22 | 2001-03-22 | JEA | 154723.4577 | 671.6502
LS-000259 | 8036 BAYMEADOWS RD E | 11845 | South Grid | Duval | 2003-07-10 | 2003-07-10 | JEA | 312798.53 | 1508.6849
LS-000260 | 7160 BAYMEADOWS WY | 2010 | South Grid | Duval | 1999-09-13 | 1999-09-13 | JEA | 24135.0411 | 408.8808
LS-000261 | 8800 BAYMEADOWS WY | 18886 | South Grid | Duval | 1980-12-20 | 1980-12-20 | JEA | 16039.2071 | 89.5721
LS-000262 | 7611 BAYMEADOWS WY W | 15693 | South Grid | Duval | 1981-12-09 | 1981-12-09 | JEA | 8952.6929 | 129.0433
LS-000263 | 9733 BAYOU BLUFF DR | 2017 | South Grid | Duval | 1985-01-01 | 1985-01-01 | JEA | 578953.63 | 1760
LS-000282 | 11260 BEACH BV | 2037 | South Grid | Duval | 2000-01-01 | 2000-01-01 | JEA | 46767.2743 | 214.1283
LS-000284 | 11325 BEACH BV | 1455 | East Grid | Duval | 1987-10-01 | 1987-10-01 | JEA | 116034.8654 | 302.7727
LS-000298 | 13955 BEACH BV | 1472 | East Grid | Duval | 2000-09-05 | 2000-09-05 | JEA | 5172.7622 | 15.4885
LS-000299 | 14008 BEACH BV | 60577 | East Grid | Duval | 2006-08-30 | 2006-08-30 | JEA | 62768.4119 | 434.4936
LS-000300 | 13951 SUNI PINES | 1352 | East Grid | Duval | 1980-01-01 | 1980-01-01 | JEA | 56509.4734 | 112.3036
LS-000303 | 14380 BEACH BV | 21122 | East Grid | Duval | 1997-05-26 | 1997-05-26 | JEA | 12525.9379 | 237.5952
LS-000305 | 14750 BEACH BV | 21444 | East Grid | Duval | 1988-05-10 | 1988-05-10 | JEA | 8465.4238 | 126.8203
LS-000306 | 3651 BEACH BV | 1766 | East Grid | Duval | 2000-04-21 | 2000-04-21 | JEA | 6826.5925 | 150.1389
LS-000340 | 9815 BEACH BV | 54499 | East Grid | Duval | 1981-07-01 | 1981-07-01 | JEA | 14789.2861 | 50.6778
LS-000346 | 11247 BEACON DR | 14722 | East Grid | Duval | 1975-03-21 | 1975-03-21 | JEA | 17460.792 | 340.7794
LS-000347 | 9465 BEAUCLERC COVE RD | 1719 | South Grid | Duval | 1970-01-01 | 1970-01-01 | JEA | 5570.1832 | 70.2735
LS-000348 | 9456 BEAUCLERC OAKS DR | 1310 | South Grid | Duval | 1970-01-01 | 1970-01-01 | JEA | 11883.8813 | 287.5921
LS-000349 | 2860 BEAUCLERC RD | 1058 | South Grid | Duval | 1980-01-01 | 1980-01-01 | JEA | 7328.0668 | 97.2549
LS-000350 | 3468 BEAUCLERC RD | 1851 | South Grid | Duval | 1997-12-31 | 1997-12-31 | JEA | 2354.6991 | 72.2879
LS-000357 | 15701 BEAVER ST W | 54498 | West Grid | Duval | 2004-05-14 | 2004-05-14 | JEA | 46798.54 | 129.6332
LS-000358 | 2028 BEAVER ST W | 2067 | North Grid | Duval | 1954-01-01 | 1954-01-01 | JEA | 57742.5559 | 756.3118
LS-000365 | 9801 BEAVER ST W | 1538 | West Grid | Duval | 1991-01-01 | 1991-01-01 | JEA | 281747.6311 | 994.1102
LS-000366 | 11082 BECKLEY PL | 1454 | South Grid | Duval | 1982-01-01 | 1982-01-01 | JEA | 295620.5273 | 1510.6119
LS-000367 | 178 BEDSTONE DR | 52904 | St Johns Grid | St Johns | 2007-01-12 | 2007-01-12 | FPL | 13492.3137 | 149.2986
LS-000368 | 8622 BEECHFERN LN | 1117 | West Grid | Duval | 1950-01-01 | 1950-01-01 | JEA | 49340.4807 | 381.7836
LS-000369 | 3002 BELAIR RD | 39105 | East Grid | Duval | 2002-05-01 | 2002-05-01 | JEA | 32976.0306 | 257.3295
LS-000370 | 6868 BELFORT OAKS PL | 1714 | South Grid | Duval | 1980-01-01 | 1980-01-01 | JEA | 347331.8954 | 1000
LS-000371 | 7803 BELFORT PY | 1176 | South Grid | Duval | 1980-01-01 | 1980-01-01 | JEA | 32126.6894 | 148.4165
LS-000372 | 3329 BELFORT RD | 1049 | South Grid | Duval | 1980-01-01 | 1980-01-01 | JEA | 15576.58 | 139.3002
LS-000374 | 10222 BELLE RIVE BV | 1194 | South Grid | Duval | 1985-01-01 | 1985-01-01 | JEA | 43082.5964 | 205.9209
LS-000377 | 12869 BENTWATER DR | 1757 | East Grid | Duval | 1985-01-01 | 1985-01-01 | JEA | 81215.6639 | 491.6028
LS-000378 | 4368 BERGHLEY CT S | 1723 | South Grid | Duval | 1985-01-01 | 1985-01-01 | JEA | 75108.6176 | 441.2587
LS-000379 | 1044 BERT RD | 25282 | East Grid | Duval | 1966-02-15 | 1966-02-15 | JEA | 9827.138 | 157.0739
LS-000380 | 833 BERT RD | 37505 | East Grid | Duval | 1967-04-28 | 1967-04-28 | JEA | 32075.0078 | 291.8545
LS-000381 | 13123 BERWICKSHIRE DR | 12810 | East Grid | Duval | 2003-07-14 | 2003-07-14 | JEA | 33278.771 | 434.3467
LS-000384 | 13215 BIGGIN CHURCH RD S | 1219 | East Grid | Duval | 1982-01-01 | 1982-01-01 | JEA | 145919.9981 | 564.6433
LS-000385 | 3891 BIGGIN CHURCH RD W | 1087 | East Grid | Duval | 1982-01-01 | 1982-01-01 | JEA | 65433.4978 | 557.8285
LS-000386 | 1850 BILODEAU CT | 54500 | West Grid | Duval | 2009-04-26 | 2009-04-26 | JEA | 22092.3437 | 177.6962
LS-000388 | 11717 BISCAYNE BV | 1912 | North Grid | Duval | 1982-01-01 | 1982-01-01 | JEA | 19581.5704 | 204.3255
LS-000390 | 12300 BISCAYNE BV | 12493 | North Grid | Duval | 2002-12-16 | 2002-12-16 | JEA | 111275.0065 | 369.6867
LS-000391 | 3366 BISHOP ESTATES RD | 9921 | St Johns Grid | Duval | 2002-03-29 | 2002-03-29 | JEA | 26903.8836 | 301.2208
LS-000392 | 1920 BISHOP ESTATES RD | 3201 | St Johns Grid | Duval | 1998-10-30 | 1998-10-30 | JEA | 13169.8978 | 85.4206
LS-000393 | 3460 BISHOP ESTATES RD | 10566 | St Johns Grid | Duval | 2002-09-04 | 2002-09-04 | JEA | 34262.0249 | 246.9759
LS-000396 | 5738 BISHOP HATCHER DR S | 1586 | North Grid | Duval | 1950-01-01 | 1950-01-01 | JEA | 31235.1312 | 132.177
LS-000397 | 908 BLACK CHERRY DR | 72106 | St Johns Grid | Duval | 2006-05-17 | 2006-05-17 | JEA | 29095.2182 | 237.5658
LS-000398 | 12255 BLACK WALNUT CT | 52883 | North Grid | Duval | 2007-02-02 | 2007-02-02 | JEA | 678.938 | 5.7089
LS-000399 | 921 BLACKBERRY LN | 1201 | St Johns Grid | Duval | 1995-01-01 | 1995-01-01 | JEA | 78900.6066 | 226.4549
LS-000400 | 4983 BLACKHAWK DR | 13761 | St Johns Grid | Duval | 2003-10-28 | 2003-10-28 | JEA | 9099.8313 | 200.7709
LS-000401 | 460 BLAGDON CT | 1166 | East Grid | Duval | 2000-04-03 | 2000-04-03 | JEA | 13315.2413 | 61.8013
LS-000419 | 7200 BLANDING BV | 15041 | West Grid | Duval | 2004-10-14 | 2004-10-14 | JEA | 6420.32 | 302.349
LS-000420 | 7703 BLANDING BV | 12491 | West Grid | Duval | 2000-04-04 | 2000-04-04 | JEA | 906664.07 | 1650
LS-000422 | 8151 BLANDING BV | 8336 | West Grid | Duval | 1985-09-03 | 1985-09-03 | JEA | 3410.9837 | 136.3966
LS-000423 | 8621 BLARNEY STONE CT | 1393 | South Grid | Duval | 1974-07-17 | 1974-07-17 | JEA | 85742.4352 | 441.8575
LS-000425 | 11301 BLOSSOM RIDGE DR | 2042 | North Grid | Duval | 1970-01-01 | 1970-01-01 | JEA | 27305.2835 | 334.9322
LS-000427 | 9240 BLOUNT ISLAND BV | 15687 | North Grid | Duval | 2001-11-01 | 2001-11-01 | JEA | 1424.2329 | 48.683
LS-000428 | 9362 BLOUNT ISLAND BV | 13446 | North Grid | Duval | 2001-02-20 | 2001-02-20 | JEA | 22457.2619 | 855.1276
LS-000429 | 9950 BLOUNT ISLAND BV | 15688 | North Grid | Duval | 2001-11-01 | 2001-11-01 | JEA | 727.4153 | 18.9457
LS-000430 | 9969 BLOUNT ISLAND BV | 15689 | North Grid | Duval | 1999-01-01 | 1999-01-01 | JEA | 3604.8168 | 43.9059
LS-000431 | 9233 BLOUNT ISLAND DR | 1266 | North Grid | Duval | 2000-01-14 | 2000-01-14 | JEA | 3531.6948 | 56.6135
LS-000432 | 12668 BLUE EAGLE WY | 1036 | East Grid | Duval | 1980-01-01 | 1980-01-01 | JEA | 83689.6252 | 544.1281
LS-000434 | 10837 BLUE PACIFIC CT | 2020 | South Grid | Duval | 1980-01-01 | 1980-01-01 | JEA | 78981.841 | 355.5556
LS-000435 | 125 BLUE WATER DR | 72105 | St Johns Grid | St Johns | 2007-06-01 | 2007-06-01 | FPL | 136184.9668 | 895.2877
LS-000436 | 1323 BLUE WATER DR | 72104 | St Johns Grid | St Johns | 2007-06-01 | 2007-06-01 | FPL | 32437.2585 | 137.8559
LS-000437 | 733 BLUE WATER DR | 72103 | St Johns Grid | St Johns | 2007-06-01 | 2007-06-01 | FPL | 31735.7353 | 294.6022
LS-000438 | 554 BLUE WHALE WY | 1483 | North Grid | Duval | 1987-01-01 | 1987-01-01 | JEA | 14419.4973 | 240.4789
LS-000439 | 3500 BOATWRIGHT WY | 1173 | South Grid | Duval | 1980-01-01 | 1980-01-01 | JEA | 52805.8743 | 364.2381
LS-000441 | 6961 BONNEVAL RD | 1174 | South Grid | Duval | 1990-01-01 | 1990-01-01 | JEA | 135024.8029 | 442.7976
LS-000443 | 85231 BOSTICK WOOD DR | 14403 | Nassau Grid | Nassau | 2001-08-22 | 2001-08-22 | FPL | 11936.8939 | 86.8151
LS-000444 | 1706 BOULEVARD AV | 1778 | North Grid | Duval | 1966-01-01 | 1966-01-01 | JEA | 357219.04 | 1700
LS-000445 | 4133 BOULEVARD CENTER DR | 1357 | East Grid | Duval | 1980-01-01 | 1980-01-01 | JEA | 96498.09 | 530.1619
LS-000448 | 6817 BOWDEN RD | 24002 | South Grid | Duval | 2005-06-03 | 2005-06-03 | JEA | 13901.3692 | 149.3142
LS-000451 | 544 BOWLAN ST | 1466 | East Grid | Duval | 2008-08-20 | 2008-08-20 | JEA | 295088.14 | 1200
LS-000452 | 10182 BRADLEY RD | 2031 | East Grid | Duval | 1980-01-01 | 1980-01-01 | JEA | 44761.05 | 316.034
LS-000456 | 12714 BRADY PLACE BV S | 1383 | South Grid | Duval | 1980-01-01 | 1980-01-01 | JEA | 43567.4755 | 366.6973
LS-000457 | 95135 BRADY POINT RD | 52274 | Nassau Grid | Nassau | 2005-09-29 | 2005-09-29 | FPL | 9444.3435 | 143.5487
LS-000459 | 2391 BREST RD | 1392 | South Grid | Duval | 1980-01-01 | 1980-01-01 | JEA | 13562.1401 | 117.5236
LS-000460 | 2941 BREVE DR | 1676 | North Grid | Duval | 1999-09-24 | 1999-09-24 | JEA | 12520.85 | 99.4322
LS-000461 | 268 BRIDGECREEK DR | 35169 | St Johns Grid | St Johns | 2001-07-25 | 2001-07-25 | FPL | 8062.2924 | 58.0023
LS-000462 | 9022 BRIDGECREEK DR | 1961 | West Grid | Duval | 1994-01-01 | 1994-01-01 | JEA | 97775.9305 | 466.5011
LS-000465 | 8460 BRIERWOOD RD | 1303 | South Grid | Duval | 1996-07-01 | 1996-07-01 | JEA | 258710.35 | 870
LS-000468 | 5210 BRIGHTON PARK LN | 54503 | West Grid | Duval | 2005-04-11 | 2005-04-11 | JEA | 11506.6483 | 116.9118
LS-000469 | 5565 BRISTOL BAY LN | 9284 | West Grid | Duval | 1999-10-13 | 1999-10-13 | JEA | 53545.9512 | 445.1752
LS-000470 | 1261 BROAD ST | 52940 | North Grid | Duval | 1966-01-01 | 1966-01-01 | JEA | 100154.593 | 264.2668
LS-000476 | 6630 BROADWAY AV | 1102 | West Grid | Duval | 1980-01-01 | 1980-01-01 | JEA | 70539.2283 | 894.8127
LS-000481 | 38 BROOKVIEW DR N | 19203 | East Grid | Duval | 1993-05-27 | 1993-05-27 | JEA | 34097.1983 | 119.0471
LS-000482 | 75025 BROOKWOOD DR | 72154 | Nassau Grid | Nassau | 2006-06-08 | 2006-06-08 | FPL | 19550.3686 | 195.9115
LS-000484 | 1001 Broward Rd. | 1979 | North Grid | Duval | 1996-01-01 | 1996-01-01 | JEA | 49558.7994 | 670.5235
LS-000485 | 1530 BROWARD RD | 1078 | North Grid | Duval | 1950-01-01 | 1950-01-01 | JEA | 966.5217 | 17.9348
LS-000486 | 2518 BROWARD RD | 1878 | North Grid | Duval | 1970-01-01 | 1970-01-01 | JEA | 40625.4266 | 321.2182
LS-000489 | 250 BRYAN ST | 1229 | North Grid | Duval | 1966-01-01 | 1966-01-01 | JEA | 41055.1353 | 456.9234
LS-000490 | 1140 BUCKBEAN BRANCH LN E | 1659 | St Johns Grid | Duval | 1994-12-02 | 1994-12-02 | JEA | 14679.2195 | 89.7464
LS-000491 | 5301 EVERGREEN AV | 2003 | North Grid | Duval | 1986-01-01 | 1986-01-01 | JEA | 532908.61 | 8000
LS-000495 | 10828 BURNT MILL RD | 1306 | South Grid | Duval | 1982-01-01 | 1982-01-01 | JEA | 1816566.1 | 3100
LS-000496 | 11201 BURNT MILL RD | 11204 | South Grid | Duval | 2005-06-01 | 2005-06-01 | JEA | 110168.4153 | 627.5474
LS-000504 | 11775 CAMDEN RD | 54504 | North Grid | Duval | 2005-07-01 | 2005-07-01 | JEA | 2349.0031 | 61.6179
LS-000505 | 11855 CAMDEN RD | 1464 | North Grid | Duval | 1975-01-01 | 1975-01-01 | JEA | 45377.8427 | 84.918
LS-000507 | 11022 CAMPUS HEIGHTS LN | 30554 | North Grid | Duval | 2009-01-15 | 2009-01-15 | JEA | 10809.6341 | 181.7105
LS-000509 | 801 CANDLE BARK DR | 11203 | East Grid | Duval | 2003-11-06 | 2003-11-06 | JEA | 87395.9295 | 516.8646
LS-000510 | 2418 CANEY WOOD CT | 54849 | North Grid | Duval | 2005-04-27 | 2005-04-27 | JEA | 19051.3648 | 173.6072
LS-000511 | 13996 CANOPY OVERLOOK CT | 1223 | East Grid | Duval | 1980-01-01 | 1980-01-01 | JEA | 6931.8834 | 167.4748
LS-000512 | 14051 CANYON FALLS DR S | 1088 | East Grid | Duval | 1980-01-01 | 1980-01-01 | JEA | 29744.771 | 121.8148
LS-000514 | 3230 CAPPER RD | 64740 | North Grid | Duval | 2007-05-07 | 2007-05-07 | JEA | 27671.8295 | 329.5048
LS-000515 | 3327 CAPPER RD | 1339 | North Grid | Duval | 1980-01-01 | 1980-01-01 | JEA | 107050.9084 | 726.6517
LS-000516 | 9344 CARACARA DR | 56753 | West Grid | Duval | 2007-11-07 | 2007-11-07 | JEA | 19009.2162 | 93.5591
LS-000517 | 5219 CARDER ST | 1995 | West Grid | Duval | 1966-01-01 | 1966-01-01 | JEA | 167412.9572 | 1002.9527
LS-000518 | 2004 CAREY AV | 1980 | North Grid | Duval | 1980-01-01 | 1980-01-01 | JEA | 10774.7487 | 503.2325
LS-000519 | 8043 CARLOTTA RD N | 26241 | East Grid | Duval | 1989-11-15 | 1989-11-15 | JEA | 351037.62 | 900
LS-000520 | 900 CARLOTTA RD W | 26577 | East Grid | Duval | 1957-04-15 | 1957-04-15 | JEA | 142174.313 | 560.5845
LS-000529 | 2499 CASTAWAY DR | 1222 | East Grid | Duval | 1980-01-01 | 1980-01-01 | JEA | 5274.7458 | 62.8729
LS-000530 | 451 CATHERINE ST | 54505 | North Grid | Duval | 1950-01-01 | 1950-01-01 | JEA | 21335.26 | 581.9268
LS-000531 | 3750 CATANIA PL | 52929 | East Grid | Duval | 2006-08-21 | 2006-08-21 | JEA | 16960.7106 | 142.1683
LS-000532 | 142 CATTAIL CR | 1568 | St Johns Grid | Duval | 1996-01-09 | 1996-01-09 | JEA | 10195.4466 | 54.5353
LS-000533 | 5503 CATTLE CROSSING WY | 24338 | North Grid | Duval | 2005-09-13 | 2005-09-13 | JEA | 6797.6505 | 152.3644
LS-000534 | 7041 CAVALIER RD | 2061 | North Grid | Duval | 1955-01-07 | 1955-01-07 | JEA | 17165.2946 | 102.8968
LS-000535 | 10889 CEDAR BRANCH RD | 72098 | North Grid | Duval | 2007-01-26 | 2007-01-26 | JEA | 21687.6166 | 251.1982
LS-000536 | 14600 CEDAR ISLAND DR | 22401 | East Grid | Duval | 2006-10-01 | 2006-10-01 | JEA | 269689.29 | 1130
LS-000537 | 3881 CEDAR POINT RD | 30595 | North Grid | Duval | 2006-02-10 | 2006-02-10 | JEA | 26402.0299 | 348.5075
LS-000538 | 10446 CENTERWOOD CT | 30553 | North Grid | Duval | 2005-01-25 | 2005-01-25 | JEA | 9278.608 | 110.341
LS-000540 | 11550 CENTRAL PY | 2033 | East Grid | Duval | 1990-01-01 | 1990-01-01 | JEA | 199869 | 1033.4603
LS-000542 | 7621 CENTURION PY | 1611 | South Grid | Duval | 1980-01-01 | 1980-01-01 | JEA | 134479.7734 | 283.8854
LS-000545 | 955 CESERY BV | 31618 | East Grid | Duval | 1991-07-09 | 1991-07-09 | JEA | 2055.1244 | 171.7038
LS-000546 | 8156 CESPERDES AV | 18564 | South Grid | Duval | 1957-09-06 | 1957-09-06 | JEA | 13737.9278 | 40.0994
LS-000547 | 549 CHAFFEE POINT BV | 54506 | West Grid | Duval | 2004-05-05 | 2004-05-05 | JEA | 36970.8844 | 192.9445
LS-000549 | 281 CHAFFEE RD S | 1786 | West Grid | Duval | 2011-03-24 | 2011-03-24 | JEA | 4775.7172 | 336.7585
LS-000550 | 3795 CHAFFEE RD S | 15368 | West Grid | Duval | 2004-11-30 | 2004-11-30 | JEA | 131297.1902 | 252.0902
LS-000556 | 1894 CHALLEN AV | 1503 | West Grid | Duval | 1950-01-01 | 1950-01-01 | JEA | 17896.1501 | 140.1209
LS-000557 | 1694 CHANDELIER CR E | 1831 | East Grid | Duval | 1980-01-01 | 1980-01-01 | JEA | 15041.0007 | 166.5584
LS-000558 | 1114 CHANDLER OAKS DR | 1808 | West Grid | Duval | 1980-01-01 | 1980-01-01 | JEA | 49044.5228 | 424.3608
LS-000559 | 13645 CHARTER CT | 42001 | East Grid | Duval | 1995-03-16 | 1995-03-16 | JEA | 14853.3925 | 155.2017
LS-000560 | 4245 CHELSEA HARBOR DR W | 1610 | East Grid | Duval | 1985-01-01 | 1985-01-01 | JEA | 33332.159 | 282.5437
LS-000561 | 6705 CHERBORG AV N | 1408 | West Grid | Duval | 2011-04-28 | 2011-04-28 | JEA | 136133.0609 | 514.2635
LS-000562 | 14467 CHERRY LAKE DR E | 18892 | St Johns Grid | Duval | 2005-01-06 | 2005-01-06 | JEA | 37246.3219 | 232.2425
LS-000564 | 8233 CHESTER LAKES RD N | 1625 | South Grid | Duval | 1980-01-01 | 1980-01-01 | JEA | 27276.4579 | 177.6987
LS-000568 | 336 CHESWICK OAK AV | 1262 | West Grid | Clay | 1980-01-01 | 1980-01-01 | CLAY E | 36545.2596 | 443.9256
LS-000570 | 8550 CHESWICK OAKS AV | 1119 | West Grid | Duval | 1990-01-01 | 1990-01-01 | JEA | 26809.3799 | 189.2947
LS-000571 | 13225 CHETS CREEK BV | 1179 | East Grid | Duval | 1980-01-01 | 1980-01-01 | JEA | 188577.133 | 800
LS-000574 | 6511 CHRISTOPHER POINT RD | 1705 | South Grid | Duval | 1950-01-01 | 1950-01-01 | JEA | 6745.7789 | 131.2054
LS-000575 | 15361 Chuckwagon Tr | 47153 | West Grid | Duval | 2006-08-01 | 2006-08-01 | JEA | 45231.177 | 538.0008
LS-000576 | 2537 CIMMARRONE BV | 9603 | St Johns Grid | Duval | 2003-11-07 | 2003-11-07 | JEA | 20171.3086 | 196.2096
LS-000578 | 7445 CINNAMON LAKE DR | 1657 | West Grid | Duval | 1980-01-01 | 1980-01-01 | JEA | 37769.1228 | 614.3631
LS-000579 | 13115 CITY SQUARE DR | 52947 | North Grid | Duval | 2006-11-16 | 2006-11-16 | JEA | 0 | 0
LS-000580 | 7150 CIVIC CLUB DR | 1240 | North Grid | Duval | 1980-01-01 | 1980-01-01 | JEA | 4727.0418 | 137.6695
LS-000582 | 5204 CLAPBOARD CREEK DR | 24337 | North Grid | Duval | 2005-09-13 | 2005-09-13 | JEA | 35546.0256 | 425.2036
LS-000588 | 5520 CLEVELAND RD | 1805 | North Grid | Duval | 1977-09-01 | 1977-09-01 | JEA | 40332.0656 | 361.3406
LS-000589 | 6050 CLEVELAND RD | 18566 | North Grid | Duval | 2004-07-29 | 2004-07-29 | JEA | 31244.5945 | 610.3912
LS-000591 | 4425 CLINTON AV | 1359 | East Grid | Duval | 1966-01-01 | 1966-01-01 | JEA | 0 | 0
LS-000592 | 2399 CLOVELLY LN W | 54507 | St Johns Grid | St Johns | 2002-08-26 | 2002-08-26 | FPL | 31653.0515 | 184.9458
LS-000593 | 4618 CLYDE DR | 1537 | North Grid | Duval | 1980-01-01 | 1980-01-01 | JEA | 126157.6655 | 1142.594
LS-000594 | 2664 COACHMAN LAKES DR | 1469 | East Grid | Duval | 2000-07-14 | 2000-07-14 | JEA | 44109.2608 | 333.9192
LS-000595 | 3660 COASTAL VIEW DR | 21762 | East Grid | Duval | 1998-07-27 | 1998-07-27 | JEA | 4045.5039 | 149.8962
LS-000597 | 2656 COLD CREEK BV | 1952 | West Grid | Duval | 2001-05-09 | 2001-05-09 | JEA | 17445.3539 | 109.5764
LS-000598 | 2111 COLE FLYER RD | 30338 | North Grid | Duval | 2001-12-11 | 2001-12-11 | JEA | 182131.1 | 1190
LS-000599 | 11800 COLLINS CREEK DR | 1446 | South Grid | Duval | 1982-01-01 | 1982-01-01 | JEA | 50929.9159 | 264.248
LS-000600 | 7837 COLLINS GROVE DR | 46481 | South Grid | Duval | 2007-11-13 | 2007-11-13 | JEA | 5889.9309 | 180.0242
LS-000601 | 4580 COLLINS RD | 8335 | West Grid | Duval | 1988-11-15 | 1988-11-15 | JEA | 10227.1656 | 288.1308
LS-000602 | 5096 COLLINS RD | 8334 | West Grid | Duval | 1985-03-12 | 1985-03-12 | JEA | 32344.8978 | 91.2915
LS-000603 | 5540 COLLINS RD | 8328 | West Grid | Duval | 1989-06-23 | 1989-06-23 | JEA | 128398.2246 | 332.3536
LS-000604 | 5604 COLLINS RD | 52917 | West Grid | Duval | 2006-01-01 | 2006-01-01 | JEA | 9977.8589 | 140.2452
LS-000605 | 5620 COLLINS RD | 1263 | West Grid | Duval | 2000-11-01 | 2000-11-01 | JEA | 55015.442 | 329.2233
LS-000607 | 5291-1 COLLINS ROAD | 8331 | West Grid | Duval | 1989-09-01 | 1989-09-01 | JEA | 13144.5466 | 133.8411
LS-000608 | 5291-2 COLLINS RD #2 | 8332 | West Grid | Duval | 1989-09-01 | 1989-09-01 | JEA | 30665.1308 | 175.3841
LS-000609 | 8529 COLLINS RIDGE BV N | 1378 | West Grid | Duval | 1987-01-01 | 1987-01-01 | JEA | 41281.2694 | 155.4139
LS-000611 | 6469 COLUMBIA PARK DR | 1856 | South Grid | Duval | 1990-01-01 | 1990-01-01 | JEA | 11725.8502 | 581.6315
LS-000617 | 96511 COMMODORE POINT DR | 28913 | Nassau Grid | Nassau | 2005-05-17 | 2005-05-17 | FPL | 36460.9782 | 312.5723
LS-000622 | 5503 COMMUNITY OAKS CT | 1836 | East Grid | Duval | 1980-01-01 | 1980-01-01 | JEA | 3503.5016 | 51.6148
LS-000624 | 3878 CONGA ST | 15692 | South Grid | Duval | 1974-12-01 | 1974-12-01 | JEA | 103577.6379 | 323.131
LS-000627 | 10873 COPPER HILL DR | 1748 | North Grid | Duval | 1980-01-01 | 1980-01-01 | JEA | 44125.3187 | 136.6478
LS-000629 | 8343 CORALBERRY LN | 1658 | West Grid | Duval | 1950-01-01 | 1950-01-01 | JEA | 45380.3296 | 635.1507
LS-000630 | 7250 CORKLAN DR | 1067 | St Johns Grid | Duval | 1985-01-01 | 1985-01-01 | JEA | 446486.88 | 1890
LS-000633 | 3000 CORONET LN | 1274 | East Grid | Duval | 1980-01-01 | 1980-01-01 | JEA | 116078.1533 | 548.6755
LS-000634 | 1706 CORPORATE SQUARE | 1085 | East Grid | Duval | 1970-01-01 | 1970-01-01 | JEA | 27355.2105 | 137.8648
LS-000637 | 13651 COVINGTON CREEK DR | 2000 | East Grid | Duval | 1980-01-01 | 1980-01-01 | JEA | 37560.2003 | 225.0346
LS-000638 | 2283 CR 210 | 27906 | St Johns Grid | Duval | 1998-04-23 | 1998-04-23 | FPL | 59038.3052 | 580.8707
LS-000639 | 2740 COUNTY ROAD 210 W | 54510 | St Johns Grid | St Johns | 2014-06-11 | 2014-06-11 | JEA | 4449.2282 | 335.3453
LS-000640 | 3428 CR 210 (3150) | 9606 | St Johns Grid | St Johns | 1989-06-01 | 1989-06-01 | JEA | 73333.7039 | 310.0758
LS-000645 | 4425 CRAVEN RD W | 1308 | South Grid | Duval | 1978-10-02 | 1978-10-02 | JEA | 25792.4896 | 190.9403
LS-000646 | 1217 CREEK BEND RD | 22402 | St Johns Grid | Duval | 1991-08-13 | 1991-08-13 | JEA | 13910.6996 | 139.2289
LS-000647 | 1397 CREEK POINT BV | 40065 | North Grid | Duval | 2006-06-15 | 2006-06-15 | JEA | 45366.5657 | 431.1822
LS-000650 | 11035 CREEKWOOD DR | 20161 | South Grid | Duval | 1987-10-14 | 1987-10-14 | JEA | 42425.801 | 171.6085
LS-000653 | 6501 CRESTLINE DR | 39763 | East Grid | Duval | 1972-05-08 | 1972-05-08 | JEA | 777.8731 | 234.53
LS-000654 | 13993 CRESTWICK DR E | 1097 | North Grid | Duval | 2002-12-27 | 2002-12-27 | JEA | 24375.5691 | 293.2274
LS-000656 | 13451 CROSSOVER ST | 36801 | West Grid | Duval | 1987-05-26 | 1987-05-26 | JEA | 411.9224 | 7.3562
LS-000657 | 3810 CROSSWATER BV | 1760 | East Grid | Duval | 2001-04-30 | 2001-04-30 | JEA | 117241.6996 | 344.4384
LS-000658 | 9598 CRYSTAL SPRINGS RD | 1107 | West Grid | Duval | 1980-01-01 | 1980-01-01 | JEA | 46772.3355 | 341.171
LS-000661 | 5441 CUMBERLAND FOREST LN | 1855 | South Grid | Duval | 1980-01-01 | 1980-01-01 | JEA | 7702.8526 | 31.1513
LS-000662 | 8007 CUMBERLAND GAP TL | 1261 | West Grid | Duval | 1980-01-01 | 1980-01-01 | JEA | 16384.8794 | 192.2673
LS-000665 | 1238 CUNNINGHAM CREEK DR | 1569 | St Johns Grid | Duval | 1994-01-01 | 1994-01-01 | JEA | 29589.1558 | 138.4331
LS-000666 | 1502 CUNNINGHAM ESTATES RD | 23681 | St Johns Grid | Duval | 1992-08-01 | 1992-08-01 | JEA | 3767.0028 | 121.5089
LS-000667 | 13410 CURRITUCK DR N | 1159 | East Grid | Duval | 1982-01-01 | 1982-01-01 | JEA | 49410.9497 | 268.2521
LS-000668 | 9147 CYPRESS GREEN DR | 17615 | South Grid | Duval | 1981-09-21 | 1981-09-21 | JEA | 15977.7754 | 261.0574
LS-000669 | 10255 CYPRESS LAKES DR | 1730 | South Grid | Duval | 1980-01-01 | 1980-01-01 | JEA | 25619.2574 | 160.2534
LS-000672 | 2415 D ST | 19522 | North Grid | Duval | 1960-01-01 | 1960-01-01 | JEA | 127788.2343 | 566.3293
LS-000673 | 2562 D ST | 19211 | North Grid | Duval | 1994-03-12 | 1994-03-12 | JEA | 22823.342 | 122.2479
LS-000675 | 3211 BREVE DR | 38161 | North Grid | Duval | 1950-01-01 | 1950-01-01 | JEA | 34703.7466 | 97.6213
LS-000676 | 5101 DAMASCUS RD N | 1898 | East Grid | Duval | 1954-01-01 | 1954-01-01 | JEA | 7568.677 | 124.2516
LS-000677 | 3780 DANFORTH DR | 1470 | East Grid | Duval | 1970-01-01 | 1970-01-01 | JEA | 58138.199 | 339.7356
LS-000691 | 7839 DAWSONS CREEK | 30593 | West Grid | Duval | 2005-10-17 | 2005-10-17 | JEA | 15031.6651 | 174.1714
LS-000692 | 12520 DAYLIGHT TR | 10881 | North Grid | Duval | 2001-04-25 | 2001-04-25 | JEA | 37908.6514 | 376.167
LS-000694 | 14052 DECATUR ST | 1759 | East Grid | Duval | 1975-01-01 | 1975-01-01 | JEA | 13739.9937 | 51.9622
LS-000695 | 12133 DEEDER LN | 9605 | South Grid | Duval | 2002-04-15 | 2002-04-15 | JEA | 12970.5423 | 209.7044
LS-000696 | 4831 DEER LAKE DR E | 1052 | South Grid | Duval | 1980-01-01 | 1980-01-01 | JEA | 83802.6916 | 572.4594
LS-000699 | 10000 DEERCREEK CLUB RD E | 1192 | South Grid | Duval | 1990-01-01 | 1990-01-01 | JEA | 138917.23 | 1000
LS-000702 | 3231 DEERFIELD POINT DR | 1515 | West Grid | Clay | 1988-01-01 | 1988-01-01 | CLAY E | 46185.9244 | 241.4078
LS-000703 | 10353 DEERFOOT LN N | 1621 | South Grid | Duval | 1980-01-01 | 1980-01-01 | JEA | 71125.4505 | 334.2462
LS-000705 | 10315 DEERWOOD CLUB RD | 1716 | South Grid | Duval | 1989-01-01 | 1989-01-01 | JEA | 55325.7856 | 199.0143
LS-000706 | 908 DEERWOOD CR N | 21775 | North Grid | Duval | 2005-10-14 | 2005-10-14 | JEA | 43103.5288 | 749.1204
LS-000707 | 10440 DEERWOOD PARK BV | 1305 | South Grid | Duval | 1980-01-01 | 1980-01-01 | JEA | 11141.5827 | 225.5561
LS-000710 | 7709 DEERWOOD POINT PL | 1055 | South Grid | Duval | 1984-01-01 | 1984-01-01 | JEA | 10284.7836 | 362.4393
LS-000712 | 9092 DEL WEBB PY | 28225 | South Grid | Duval | 2006-02-06 | 2006-02-06 | JEA | 25318.7967 | 323.2693
LS-000714 | 1248 DELFINO DR | 46801 | East Grid | Duval | 2004-06-10 | 2004-06-10 | JEA | 1514.4674 | 21.0644
LS-000716 | 310 DENISE ST | 2044 | North Grid | Duval | 1954-01-01 | 1954-01-01 | JEA | 57857.2998 | 243.0043
LS-000717 | 8998 DERRICKSON DR | 1645 | West Grid | Duval | 1988-01-01 | 1988-01-01 | JEA | 24592.3671 | 113.6688
LS-000719 | 4526 DETAILLIE DR | 18570 | North Grid | Duval | 2004-07-29 | 2004-07-29 | JEA | 45420.7896 | 485.663
LS-000720 | 702 DEWBERRY DR | 1523 | St Johns Grid | Duval | 1999-11-22 | 1999-11-22 | JEA | 60012.4492 | 262.9371
LS-000721 | 801 DEWBERRY DR | 1128 | St Johns Grid | Duval | 1993-01-01 | 1993-01-01 | JEA | 11444.5833 | 57.0822
LS-000722 | 814 DEWBERRY DR | 1574 | St Johns Grid | Duval | 2000-02-25 | 2000-02-25 | JEA | 6145.198 | 86.174
LS-000723 | 2843 DICKINSON RD | 1527 | South Grid | Duval | 1980-01-01 | 1980-01-01 | JEA | 63146.496 | 170.8588
LS-000724 | 6669 DIGBY LN | 29842 | North Grid | Duval | 2006-04-24 | 2006-04-24 | JEA | 38878.677 | 629.453
LS-000727 | 4500 DIRECTORS RD | 11843 | West Grid | Duval | 2002-11-12 | 2002-11-12 | JEA | 11886.7594 | 298.3393
LS-000730 | 8200 DIX ELLIS TR | 17611 | South Grid | Duval | 1979-04-20 | 1979-04-20 | JEA | 71384.8463 | 233.1487
LS-000731 | 2101 DIXIE CLIPPER RD | 54511 | North Grid | Duval | 2008-03-10 | 2008-03-10 | JEA | 5957.3127 | 69.2614
LS-000733 | 1711 DOLOMA ST | 8002 | West Grid | Duval | 1991-10-01 | 1991-10-01 | JEA | 2992.2765 | 17.0916
LS-000738 | 4807 DUCHENEAU DR | 17926 | West Grid | Duval | 1972-05-01 | 1972-05-01 | JEA | 51406.3338 | 160.0465
LS-000753 | 3000 DUNN AV | 1076 | North Grid | Duval | 1982-01-01 | 1982-01-01 | JEA | 216890.0798 | 789.3311
LS-000758 | 6678 DUNN AV | 29841 | North Grid | Duval | 2006-11-08 | 2006-11-08 | JEA | 5089.4883 | 220.0242
LS-000759 | 2859 DUPONT AV | 16641 | South Grid | Duval | 1996-03-18 | 1996-03-18 | JEA | 64680.6606 | 351.4213
LS-000760 | 3701 DUPONT AV | 17287 | South Grid | Duval | 1988-07-01 | 1988-07-01 | JEA | 81603.4069 | 475.7466
LS-000761 | 500 DURBIN CREEK BV | 1662 | St Johns Grid | Duval | 1995-01-01 | 1995-01-01 | JEA | 59939.2052 | 250.0897
LS-000762 | 800 DURBIN CREEK BV | 1797 | St Johns Grid | Duval | 1993-01-01 | 1993-01-01 | JEA | 6355.0224 | 119.0476
LS-000763 | 901 DUSKIN DR | 1136 | East Grid | Duval | 1980-01-01 | 1980-01-01 | JEA | 9976.7807 | 392.4317
LS-000766 | 13898 DUVAL RD | 1936 | North Grid | Duval | 1999-06-03 | 1999-06-03 | JEA | 14699.2655 | 238.4031
LS-000768 | 14491 W DUVAL RD | 1481 | North Grid | Duval | 2003-07-01 | 2003-07-01 | JEA | 825185.39 | 2300
LS-000769 | 14695 DUVAL RD | 8968 | North Grid | Duval | 2003-04-23 | 2003-04-23 | JEA | 37398.237 | 115.8471
LS-000774 | 500 DUVAL STATION RD | 47441 | North Grid | Duval | 2005-05-11 | 2005-05-11 | JEA | 6742.93 | 150.0295
LS-000775 | 590 DUVAL STATION RD | 1485 | North Grid | Duval | 1999-09-30 | 1999-09-30 | JEA | 10795.7246 | 168.6654
LS-000777 | 5020 EAGLES NATURE | 85859 | West Grid | Duval | 2011-01-11 | 2011-01-11 | JEA | 1517.6999 | 45.3851
LS-000778 | 954 EAGLE POINT DR | 54512 | St Johns Grid | St Johns | 2002-10-17 | 2002-10-17 | FPL | 65984.6388 | 476.5559
LS-000779 | 7159 EAGLES PERCH | 1513 | West Grid | Duval | 1982-01-01 | 1982-01-01 | JEA | 41262.5987 | 247.6649
LS-000780 | 86257 EASTPORT DR | 14088 | Nassau Grid | Nassau | 2001-08-22 | 2001-08-22 | FPL | 15345.3102 | 78.2527
LS-000783 | 1192 PULASKI RD | 2046 | North Grid | Duval | 1997-01-01 | 1997-01-01 | JEA | 11303.7432 | 170.9783
LS-000788 | 13107 EBBTIDE CT | 1703 | East Grid | Duval | 1980-01-01 | 1980-01-01 | JEA | 4408.7533 | 129.2967
LS-000789 | 5681 EDENFIELD RD | 54529 | East Grid | Duval | 2001-10-03 | 2001-10-03 | JEA | 23203.3367 | 66.4488
LS-000790 | 5710 EDENFIELD RD | 17288 | East Grid | Duval | 2013-03-28 | 2013-03-28 | JEA | 388164.9 | 1650
LS-000791 | 6210 EDENFIELD RD | 12483 | East Grid | Duval | 1989-01-24 | 1989-01-24 | JEA | 10243.4261 | 57.729
LS-000792 | 4401 EDGEWATER CROSSING DR | 19205 | South Grid | Duval | 2005-03-15 | 2005-03-15 | JEA | 32271.8724 | 241.0702
LS-000795 | 3335 MCLENDON AV | 72146 | North Grid | Duval | 2006-10-27 | 2006-10-27 | JEA | 3695.6248 | 160.54
LS-000813 | 904 EDGEWOOD AV W | 1143 | North Grid | Duval | 1995-05-09 | 1995-05-09 | JEA | 1444.4013 | 227.9101
LS-000817 | 13788 EGRETS NEST DR | 14404 | St Johns Grid | Duval | 2004-08-12 | 2004-08-12 | JEA | 137432.2772 | 428.1687
LS-000818 | 1509 EL PRADO RD | 1577 | East Grid | Duval | 1980-01-01 | 1980-01-01 | JEA | 127144.5808 | 375.1368
LS-000824 | 1060 ELLIS RD N | 1492 | West Grid | Duval | 1972-09-07 | 1972-09-07 | JEA | 403340.85 | 1000
LS-000836 | 1401 ELLIS TRACE DR | 1504 | West Grid | Duval | 1980-01-01 | 1980-01-01 | JEA | 14820.2542 | 322.1911
LS-000837 | 220 ELMWOOD DR | 1448 | St Johns Grid | Duval | 1997-01-01 | 1997-01-01 | JEA | 16469.2381 | 98.9205
LS-000838 | 4211 EMERALD BAY DR | 12815 | East Grid | Duval | 1993-06-09 | 1993-06-09 | JEA | 9751.1694 | 252.6911
LS-000839 | 3454 EMERALD ISLE CR W | 1272 | South Grid | Duval | 1980-01-01 | 1980-01-01 | JEA | 4200.7781 | 119.0343
LS-000849 | 6623 EPPING FOREST WY N | 1833 | South Grid | Duval | 1980-01-01 | 1980-01-01 | JEA | 20920.1519 | 116.2309
LS-000851 | 16536 ETHEL RD | 29847 | North Grid | Duval | 1990-10-30 | 1990-10-30 | JEA | 2000 | 770
LS-000852 | 4808 EXECUTIVE PARK CT | 2008 | South Grid | Duval | 1990-01-01 | 1990-01-01 | JEA | 10104.4139 | 195.7696
LS-000853 | 7260 EXLINE RD | 54530 | West Grid | Duval | 2005-02-18 | 2005-02-18 | JEA | 7514.225 | 54.2294
LS-000855 | 711 FAITH MEMORIAL DR | 21451 | West Grid | Duval | 2005-11-09 | 2005-11-09 | JEA | 15867.4452 | 299.8622
LS-000856 | 7961 FALCON ST | 17924 | West Grid | Duval | 1962-01-15 | 1962-01-15 | JEA | 6371.5105 | 34.4463
LS-000857 | 1531 FALKLAND RD | 1646 | West Grid | Duval | 2001-04-09 | 2001-04-09 | JEA | 46287.4986 | 158.0988
LS-000858 | 9748 FAWN BROOK DR | 16961 | South Grid | Duval | 1984-01-06 | 1984-01-06 | JEA | 10333.9339 | 126.4181
LS-000869 | 4451 FENDER DR | 1506 | West Grid | Duval | 1969-01-01 | 1969-01-01 | JEA | 8521.4174 | 176.8827
LS-000870 | 4147 FERBER RD | 1976 | East Grid | Duval | 1980-01-01 | 1980-01-01 | JEA | 166614.63 | 2000
LS-000871 | 6551 FERBER RD | 1670 | East Grid | Duval | 1970-01-01 | 1970-01-01 | JEA | 136335.1464 | 511.8382
LS-000873 | 12901 FERNBANK LN | 1796 | South Grid | Duval | 1980-01-01 | 1980-01-01 | JEA | 8888.6602 | 119.5066
LS-000874 | 3231 FIDDLERS HAMMOCK LN | 36130 | St Johns Grid | St Johns | 1998-04-22 | 1998-04-22 | BEACHES E | 5358.6323 | 140.6336
LS-000878 | 8570 FIRETOWER RD | 53553 | West Grid | Duval | 2007-02-16 | 2007-02-16 | JEA | 12228.8344 | 154.4609
LS-000881 | 14130 FISH EAGLE DR E | 14086 | North Grid | Duval | 2004-09-21 | 2004-09-21 | JEA | 80122.6913 | 372.7813
LS-000882 | 10301 FISH RD | 1547 | West Grid | Duval | 1977-03-01 | 1977-03-01 | JEA | 160094.5277 | 2000
LS-000884 | 5826 FLICKER AV | 1407 | North Grid | Duval | 1988-01-01 | 1988-01-01 | JEA | 14998.693 | 1251.2922
LS-000885 | 1661 FLINTLOCK CT | 1599 | East Grid | Duval | 1980-01-01 | 1980-01-01 | JEA | 49538.385 | 206.5909
LS-000886 | 1325 FLORA BRANCH BV | 1449 | St Johns Grid | Duval | 1996-06-05 | 1996-06-05 | JEA | 65283.7639 | 236.6978
LS-000887 | 2301 FLORA BRANCH BV | 1265 | St Johns Grid | Duval | 1998-01-01 | 1998-01-01 | JEA | 43724.2639 | 288.4291
LS-000888 | 677 FLORA BRANCH BV | 10568 | St Johns Grid | Duval | 2002-11-22 | 2002-11-22 | JEA | 77285.0308 | 327.5587
LS-000890 | 23874 FLORA PARK BV | 48785 | Nassau Grid | Nassau | 1999-05-24 | 1999-05-24 | FPL | 45365.6406 | 169.2917
LS-000891 | 2751 FLORADALE DR | 1144 | North Grid | Duval | 1970-01-01 | 1970-01-01 | JEA | 2811.8081 | 61.9493
LS-000892 | 9820 FLORIDA MINING BV E | 1620 | South Grid | Duval | 1980-05-13 | 1980-05-13 | JEA | 34473.5124 | 193.6126
LS-000893 | 5521 FLORIDA MINING BV S | 1320 | South Grid | Duval | 1988-08-30 | 1988-08-30 | JEA | 3420.2554 | 61.7693
LS-000895 | 3757 FOGGY VEIL CT | 21454 | East Grid | Duval | 1998-07-28 | 1998-07-28 | JEA | 21810.6955 | 184.588
LS-000898 | 11221 FORESTDALE RD | 12481 | North Grid | Duval | 1993-06-25 | 1993-06-25 | JEA | 50726.4412 | 262.0939
LS-000899 | 7973 FORSHEE DR | 1945 | West Grid | Duval | 1970-01-01 | 1970-01-01 | JEA | 29207.5937 | 147.577
LS-000900 | 65 FORT MILTON DR | 13449 | West Grid | Duval | 2004-02-03 | 2004-02-03 | JEA | 8752.9442 | 45.1645
LS-000901 | 10320 FORTUNE PY | 19214 | South Grid | Duval | 1992-02-07 | 1992-02-07 | JEA | 46488.8893 | 179.9089
LS-000904 | 3710 FOURACRE RD | 18891 | West Grid | Duval | 2005-05-10 | 2005-05-10 | JEA | 4115.7547 | 204.3815
LS-000907 | 5102 FOXBORO RD | 1904 | North Grid | Duval | 1965-05-12 | 1965-05-12 | JEA | 2906.193 | 43.1359
LS-000908 | 8352 FREEDOM CROSSING TR W | 18561 | South Grid | Duval | 1988-02-15 | 1988-02-15 | JEA | 50398.438 | 308.1625
LS-000909 | 8585 FREEDOM CROSSING TR W | 17612 | South Grid | Duval | 1988-06-24 | 1988-06-24 | JEA | 11364.227 | 147.2992
LS-000912 | 3752 FT CAROLINE HARBOR DR | 72119 | East Grid | Duval | 2006-06-05 | 2006-06-05 | JEA | 3543.1721 | 67.4847
LS-000913 | 7031 FT CAROLINE HILLS DR | 1802 | East Grid | Duval | 1982-01-01 | 1982-01-01 | JEA | 218361.9898 | 649.3013
LS-000914 | 11610 FT CAROLINE LAKES DR | 17294 | East Grid | Duval | 1988-01-12 | 1988-01-12 | JEA | 38083.094 | 300.0564
LS-000915 | 10797 FT CAROLINE RD | 45857 | East Grid | Duval | 1987-01-09 | 1987-01-09 | JEA | 1259000 | 2500
LS-000916 | 11434 FT CAROLINE RD | 20484 | East Grid | Duval | 1986-08-29 | 1986-08-29 | JEA | 29056.0744 | 104.6897
LS-000917 | 12720 FT CAROLINE RD | 14724 | East Grid | Duval | 1990-03-22 | 1990-03-22 | JEA | 8545.5653 | 129.5597
LS-000920 | 6554 FT CAROLINE RD | 1978 | East Grid | Duval | 1980-01-01 | 1980-01-01 | JEA | 20945.3056 | 60.2274
LS-000921 | 8301 FT CAROLINE RD | 54545 | East Grid | Duval | 2007-03-02 | 2007-03-02 | JEA | 695.5321 | 8.4371
LS-000923 | 5047 FULTON RD | 14727 | East Grid | Duval | 1992-04-01 | 1992-04-01 | JEA | 12362.8822 | 87.5388
LS-000924 | 8560 FURY DR | 1260 | West Grid | Duval | 2008-07-10 | 2008-07-10 | JEA | 1710842.08 | 4600
LS-000927 | 3312 GALILEE RD | 1900 | East Grid | Duval | 1996-01-01 | 1996-01-01 | JEA | 4572.6355 | 350.4131
LS-000929 | 1101 GARRISON DR | 26897 | St Johns Grid | St Johns | 2013-02-08 | 2013-02-08 | FPL | 65307.7458 | 133.8695
LS-000931 | 9731 GATE PY N | 1307 | South Grid | Duval | 1980-01-01 | 1980-01-01 | JEA | 109641.219 | 486.3518
LS-000932 | 9898 GATE PY N | 16653 | South Grid | Duval | 2004-05-26 | 2004-05-26 | JEA | 487768.4 | 2000
LS-000936 | 8153 GATE PY W | 17296 | South Grid | Duval | 2005-01-11 | 2005-01-11 | JEA | 28028.9197 | 252.4526
LS-000937 | 8290 GATE PY W | 54547 | South Grid | Duval | 2004-10-27 | 2004-10-27 | JEA | 67917.7455 | 607.5947
LS-000939 | 12409 GATELY RD S | 1421 | East Grid | Duval | 1970-01-01 | 1970-01-01 | JEA | 32898.6062 | 233.6155
LS-000940 | 12333 GATELY RIDGE CT | 54546 | East Grid | Duval | 2006-06-30 | 2006-06-30 | JEA | 2802.6822 | 29.6403
LS-000941 | 826 GATES ST | 18567 | North Grid | Duval | 2006-06-26 | 2006-06-26 | JEA | 5731.3723 | 143.7488
LS-000942 | 8860 GATWICK CR | 1282 | North Grid | Duval | 1980-01-01 | 1980-01-01 | JEA | 15555.1978 | 84.7537
LS-000943 | 6111 GAZEBO PARK PL N | 54548 | South Grid | Duval | 1990-03-21 | 1990-03-21 | JEA | 1284.7889 | 73.6919
LS-000944 | 86440 GENE LASSERRE BV | 37489 | Nassau Grid | Nassau | 1979-08-07 | 1979-08-07 | FPL | 5245.8365 | 174.2912
LS-000945 | 10288 GENERAL AVE | 72127 | West Grid | Duval | 2007-05-07 | 2007-05-07 | JEA | 2864.5918 | 244.497
LS-000946 | 234 GENERAL DOOLITTLE DR | 1345 | East Grid | Duval | 1981-01-29 | 1981-01-29 | JEA | 23317.0295 | 308.1869
LS-000947 | 5772 GILCHRIST RD | 1488 | North Grid | Duval | 1997-01-01 | 1997-01-01 | JEA | 2668.7553 | 76.6776
LS-000951 | 6350 GINNIE SPRINGS RD | 13442 | St Johns Grid | Duval | 2003-11-20 | 2003-11-20 | JEA | 278469.85 | 1100
LS-000952 | 1012 GLEN ECHO RD | 34177 | East Grid | Duval | 1985-06-01 | 1985-06-01 | JEA | 9756.3545 | 105.3449
LS-000953 | 2366 GLEN GARDNER | 1633 | East Grid | Duval | 1980-01-01 | 1980-01-01 | JEA | 3870.2287 | 117.5437
LS-000954 | 12293 GLEN HOLLOW DR | 10573 | North Grid | Duval | 2002-07-31 | 2002-07-31 | JEA | 30699.1287 | 55.718
LS-000956 | 12858 GLEN KERNAN PY | 1609 | East Grid | Duval | 1982-01-01 | 1982-01-01 | JEA | 137389.0881 | 1200
LS-000958 | 4604 GLENWOOD AV | 41649 | West Grid | Duval | 2005-03-11 | 2005-03-11 | JEA | 5506.2602 | 49.0801
LS-000959 | 1295 GLYNLEA ST | 19204 | East Grid | Duval | 2005-06-06 | 2005-06-06 | JEA | 27026.721 | 253.6742
LS-000960 | 657 GLYNLEA ST | 20171 | East Grid | Duval | 2005-08-04 | 2005-08-04 | JEA | 62336.8788 | 818.2479
LS-000961 | 8235 GOLDEN BAMBOO | 55185 | West Grid | Duval | 2006-07-19 | 2006-07-19 | JEA | 29755.3843 | 564.77
LS-000962 | 12005 GOLDENROD CR N | 1208 | East Grid | Duval | 1966-01-01 | 1966-01-01 | JEA | 9999.9344 | 332.1922
LS-000964 | 5219 GOLF COURSE DR | 17289 | East Grid | Duval | 2010-12-30 | 2010-12-30 | JEA | 32124.7788 | 90.6992
LS-000966 | 12429 GOOD NEIGHBOR TR | 1034 | East Grid | Duval | 1980-01-01 | 1980-01-01 | JEA | 58243.2899 | 335.0431
LS-000970 | 8100 GRAMPELL DR | 1540 | West Grid | Duval | 1982-01-01 | 1982-01-01 | JEA | 247101.2058 | 531.9454
LS-000971 | 12870 GRAN BAY PY | 2029 | St Johns Grid | Duval | 1980-01-01 | 1980-01-01 | JEA | 303818.84 | 950.3605
LS-000974 | 96037 GRAND OAKS LA | 52273 | Nassau Grid | Nassau | 2007-01-08 | 2007-01-08 | FPL | 6434.9828 | 56.3003
LS-000977 | 3929 GRANT RD | 1516 | East Grid | Duval | 1982-01-01 | 1982-01-01 | JEA | 18855.2542 | 397.7414
LS-000978 | 1058 GRANVILLE RD | 1984 | West Grid | Duval | 1981-01-01 | 1981-01-01 | JEA | 18594.8356 | 75.0866
LS-000979 | 6500 GRAYFIELD DR | 54549 | West Grid | Duval | 2005-01-01 | 2005-01-01 | JEA | 126088.1854 | 626.7959
LS-000980 | 10712 GRAYSON CT | 1590 | West Grid | Duval | 2002-04-15 | 2002-04-15 | JEA | 5909.8739 | 55.0875
LS-000981 | 6123 GREEN POND DR | 18893 | St Johns Grid | Duval | 2005-03-11 | 2005-03-11 | JEA | 107557.3029 | 639.5323
LS-000982 | 554 GREENBRIAR RD | 36129 | St Johns Grid | St Johns | 2001-07-25 | 2001-07-25 | FPL | 14629.2767 | 60.3364
LS-000983 | 137 GREENFIELD DR | 12488 | St Johns Grid | Duval | 2003-07-17 | 2003-07-17 | JEA | 12912.636 | 297.279
LS-000984 | 6593 GREENLAND CHASE BV | 30536 | South Grid | Duval | 2005-07-07 | 2005-07-07 | JEA | 45739.3232 | 208.8545
LS-000985 | 4788 GREENLAND RD | 1324 | South Grid | Duval | 1970-01-01 | 1970-01-01 | JEA | 21121.7097 | 264.8505
LS-000987 | 5050 GREENLAND RD | 1444 | South Grid | Duval | 1990-01-01 | 1990-01-01 | JEA | 82185.4325 | 344.4073
LS-000988 | 5663 GREENLAND RD | 30535 | South Grid | Duval | 2008-03-27 | 2008-03-27 | JEA | 21666.1915 | 336.8257
LS-000990 | 4831 GREENLAND RD | 1857 | South Grid | Duval | 1990-01-01 | 1990-01-01 | JEA | 0 | 0
LS-000992 | 1990 GREENWOOD ST | 1108 | West Grid | Duval | 2004-02-09 | 2004-02-09 | JEA | 24460.5534 | 134.728
LS-000993 | 7677 GREGORY DR | 15362 | West Grid | Duval | 1988-07-01 | 1988-07-01 | JEA | 59577.8715 | 342.9877
LS-000994 | 7844 GREGORY DR | 28209 | West Grid | Duval | 1972-10-01 | 1972-10-01 | JEA | 29887.5374 | 84.6639
LS-000996 | 1332 GROSVNER SQUARE DR | 54550 | East Grid | Duval | 1990-07-13 | 1990-07-13 | JEA | 3238.1267 | 77.2896
LS-000997 | 487 GROVE PARK BV | 1347 | East Grid | Duval | 1974-07-17 | 1974-07-17 | JEA | 582167.1659 | 1400
LS-000998 | 1578 GUARDIAN DR | 9601 | West Grid | Duval | 2003-01-14 | 2003-01-14 | JEA | 73525.3773 | 571.3218
LS-001000 | 2975 HALCYON LN | 1436 | South Grid | Duval | 1980-01-01 | 1980-01-01 | JEA | 1623.722 | 276.0419
LS-001001 | 10210 HALEY RD | 1848 | South Grid | Duval | 1985-01-01 | 1985-01-01 | JEA | 28347.3878 | 435.82
LS-001003 | 1396 HAMILTON ST | 21448 | West Grid | Duval | 2005-03-04 | 2005-03-04 | JEA | 7031.2684 | 201.7349
LS-001004 | 10374 HAMLET GLEN DR | 1647 | West Grid | Duval | 1996-01-01 | 1996-01-01 | JEA | 18296.7145 | 119.3303
LS-001005 | 1520 HAMMOND BV | 1367 | West Grid | Duval | 1986-01-01 | 1986-01-01 | JEA | 69305.5748 | 389.8797
LS-001007 | 8681 HAMPSHIRE GLEN DR S | 2025 | South Grid | Duval | 1980-01-01 | 1980-01-01 | JEA | 59912.4082 | 352.9599
LS-001008 | 861323 NORTH HAMPTON CLUB WY | 52276 | Nassau Grid | Nassau | 2002-07-30 | 2002-07-30 | FPL | 37115.0719 | 181.7347
LS-001009 | 868570 NORTH HAMPTON CLUB WY | 14087 | Nassau Grid | Nassau | 2001-08-22 | 2001-08-22 | FPL | 39762.3865 | 462.2048
LS-001010 | 862870 North Hampton Club Wy | 24961 | Nassau Grid | Nassau | 2005-02-01 | 2005-02-01 | FPL | 10562.6486 | 93.3195
LS-001011 | 9151 HAMPTON LANDING DR E | 2027 | South Grid | Duval | 2001-05-08 | 2001-05-08 | JEA | 51555.0232 | 354.0519
LS-001012 | 10526 HAMPTON LANDING DR S | 1627 | South Grid | Duval | 1997-06-27 | 1997-06-27 | JEA | 77752.7749 | 432.3439
LS-001015 | 6927 HANSON DR S | 27860 | West Grid | Duval | 1989-01-26 | 1989-01-26 | JEA | 71030.4884 | 380.1205
LS-001016 | 11036 HARBOUR CAY CT | 16005 | East Grid | Duval | 1991-06-05 | 1991-06-05 | JEA | 1804.7897 | 63.9036
LS-001017 | 4100 HARBOR VIEW DR | 1544 | North Grid | Duval | 1957-06-21 | 1957-06-21 | JEA | 25430.7226 | 222.7856
LS-001018 | 4234 HARBOUR ISLAND DR | 15682 | East Grid | Duval | 1985-04-18 | 1985-04-18 | JEA | 6993.2311 | 144.3948
LS-001019 | 6640 HARLOW BV | 1411 | West Grid | Duval | 1954-01-01 | 1954-01-01 | JEA | 467955.732 | 1063.1489
LS-001020 | 1511 HARRINGTON PARK DR | 41665 | East Grid | Duval | 1993-09-13 | 1993-09-13 | JEA | 70837.5505 | 298.3483
LS-001022 | 3010 HARTLEY RD | 1437 | South Grid | Duval | 1985-01-01 | 1985-01-01 | JEA | 22751.0884 | 347.0618
LS-001023 | 3200 HARTLEY RD | 1435 | South Grid | Duval | 1974-09-10 | 1974-09-10 | JEA | 61745.2984 | 502.0767
LS-001026 | 10991 HARTS RD | 1077 | North Grid | Duval | 1982-01-01 | 1982-01-01 | JEA | 144693.6601 | 640.0832
LS-001027 | 11305 HARTS RD | 1881 | North Grid | Duval | 1980-01-01 | 1980-01-01 | JEA | 3482629.22 | 4190
LS-001028 | 12266 HARTS RD | 1343 | North Grid | Duval | 2001-05-01 | 2001-05-01 | JEA | 23639.0863 | 383.8187
LS-001030 | 6462 HARVIN RD | 1578 | South Grid | Duval | 1980-01-01 | 1980-01-01 | JEA | 175634.5406 | 442.6202
LS-001031 | 12402 HATTON CHASE LN W | 1733 | South Grid | Duval | 1980-01-01 | 1980-01-01 | JEA | 70285.5497 | 431.8629
LS-001034 | 8895 HAWKEYE CR | 54552 | West Grid | Duval | 2006-02-10 | 2006-02-10 | JEA | 20155.2784 | 115.4457
LS-001035 | 1731 HAWKINS COVE DR W | 1891 | East Grid | Duval | 1998-08-12 | 1998-08-12 | JEA | 61143.8584 | 487.1848
LS-001036 | 7402 HAWKS CLIFF DR | 11521 | West Grid | Duval | 2003-08-26 | 2003-08-26 | JEA | 41083.6051 | 587.1541
LS-001037 | 3689 HAWKS VIEW DR | 72157 | West Grid | Clay | 2005-02-15 | 2005-02-15 | CLAY E | 98115.5977 | 343.385
LS-001039 | 944 HEARTSIDE CT | 1950 | West Grid | Duval | 1989-01-01 | 1989-01-01 | JEA | 19177.7498 | 110.8808
LS-001040 | 11745 HEATHER GROVE LN | 1125 | South Grid | Duval | 1970-01-01 | 1970-01-01 | JEA | 32017.6506 | 233.5054
LS-001048 | 3730 HENDRICKS AV | 1794 | East Grid | Duval | 1980-01-01 | 1980-01-01 | JEA | 5258.1709 | 31.7119
LS-001055 | 3231 HERMITAGE RD E | 1531 | East Grid | Duval | 1975-01-01 | 1975-01-01 | JEA | 2686.04 | 73.8895
LS-001056 | 3815 HERMITAGE RD E | 1977 | East Grid | Duval | 1950-01-01 | 1950-01-01 | JEA | 6698.8641 | 76.1441
LS-001057 | 7309 HERNANDO | 17616 | South Grid | Duval | 1979-10-04 | 1979-10-04 | JEA | 184821.8086 | 616.4194
LS-001058 | 96288 HERON ISLES PY | 28929 | Nassau Grid | Nassau | 2005-05-17 | 2005-05-17 | FPL | 101529.9535 | 520.6248
LS-001059 | 3806 HERSCHEL ST | 1953 | West Grid | Duval | 2005-10-28 | 2005-10-28 | JEA | 426151.07 | 3800
LS-001063 | 12620 HICKORY CREEK BV | 1598 | East Grid | Duval | 1970-01-01 | 1970-01-01 | JEA | 36410.4642 | 285.0126
LS-001064 | 368 HICKORY CREEK BV | 1296 | East Grid | Duval | 1982-01-01 | 1982-01-01 | JEA | 118182.8316 | 534.204
LS-001065 | 847 HICKORY HILL DR | 1501 | West Grid | Duval | 1978-01-01 | 1978-01-01 | JEA | 265788.534 | 1318.5133
LS-001066 | 86072 HICKOX RD | 12496 | Nassau Grid | Nassau | 1994-05-09 | 1994-05-09 | FPL | 15870.0537 | 496.0435
LS-001067 | 5940 HICKSON RD | 1800 | East Grid | Duval | 1995-03-01 | 1995-03-01 | JEA | 52536.9792 | 165.7816
LS-001068 | 12051 HIDDEN HILLS DR | 15685 | East Grid | Duval | 1982-10-11 | 1982-10-11 | JEA | 41971.3465 | 187.69
LS-001085 | 3907 HILLSTEAD LN | 54553 | South Grid | Duval | 2005-06-01 | 2005-06-01 | JEA | 40107.1711 | 441.2559
LS-001087 | 8051 HILSDALE RD | 1048 | South Grid | Duval | 1970-01-01 | 1970-01-01 | JEA | 22336.1508 | 136.2499
LS-001089 | 1705 HODGES BV | 1293 | East Grid | Duval | 1980-01-01 | 1980-01-01 | JEA | 948168.13 | 3200
LS-001090 | 2003 HODGES BV | 1700 | East Grid | Duval | 1980-01-01 | 1980-01-01 | JEA | 23893.0294 | 303.7958
LS-001092 | 7551 HOGAN RD | 1270 | South Grid | Duval | 1970-01-01 | 1970-01-01 | JEA | 34765.5528 | 97.7868
LS-001093 | 7834 HOLIDAY RD S | 1395 | East Grid | Duval | 1981-09-01 | 1981-09-01 | JEA | 1484562.44 | 2800
LS-001094 | 3655 HOLLY GROVE AV | 17291 | South Grid | Duval | 1990-10-15 | 1990-10-15 | JEA | 6783.1955 | 185.3032
LS-001095 | 9846 FT CAROLINE RD | 21121 | East Grid | Duval | 1996-03-18 | 1996-03-18 | JEA | 186300.2788 | 466.9857
LS-001096 | 1945 HOLLY OAKS RAVINE DR | 18244 | East Grid | Duval | 1966-10-20 | 1966-10-20 | JEA | 30959.1955 | 463.5763
LS-001097 | 147 HOLLYBERRY LN | 77554 | St Johns Grid | St Johns | 2005-01-26 | 2005-01-26 | FPL | 5952.4796 | 77.6344
LS-001098 | 210 HOLLYBROOK AV | 1684 | North Grid | Duval | 1966-01-01 | 1966-01-01 | JEA | 2306228.23 | 11250
LS-001099 | 7871 HOLLYRIDGE RD | 1178 | South Grid | Duval | 2015-01-01 | 2015-01-01 | JEA | 26930.704 | 76.6415
LS-001100 | 10220 HOMARD BV N | 27553 | East Grid | Duval | 1990-05-30 | 1990-05-30 | JEA | 28122.5157 | 343.8984
LS-001101 | 2230 HOME PARK CR E | 159476 | East Grid | Duval | 2012-08-13 | 2012-08-13 | JEA | 1828.9983 | 30.5994
LS-001103 | 11861 HOOD LANDING RD | 199844 | South Grid | Duval | 1990-01-01 | 1990-01-01 | JEA | 0 | 0
LS-001104 | 12403 HOOD LANDING RD | 1200 | South Grid | Duval | 1980-01-01 | 1980-01-01 | JEA | 57483.2575 | 259.4981
LS-001105 | 10142 HOOD RD | 1064 | South Grid | Duval | 1985-01-01 | 1985-01-01 | JEA | 25729.8945 | 216.6127
LS-001109 | 2123 HOVINGTON CR W | 1999 | East Grid | Duval | 1982-01-01 | 1982-01-01 | JEA | 49834.5916 | 396.3232
LS-001110 | 1560 HOWARD RD | 52369 | North Grid | Duval | 2006-04-07 | 2006-04-07 | JEA | 17295.722 | 208.8458
LS-001111 | 2336 HUCKINGS CT | 54554 | East Grid | Duval | 2001-07-10 | 2001-07-10 | JEA | 3838.4512 | 130.5466
LS-001114 | 2798 HUFFMAN BV | 1457 | East Grid | Duval | 1982-01-01 | 1982-01-01 | JEA | 3465989.72 | 7000
LS-001115 | 3092 HUFFMAN BV | 1874 | East Grid | Duval | 1980-01-01 | 1980-01-01 | JEA | 1817.3503 | 32.7478
LS-001116 | 2601 HUGH EDWARDS DR | 1539 | West Grid | Duval | 2003-11-03 | 2003-11-03 | JEA | 320827.8318 | 981.7466
LS-001117 | 4212 HUNTINGTON FOREST DR | 1849 | South Grid | Duval | 1999-07-13 | 1999-07-13 | JEA | 223582.2255 | 668.8082
LS-001120 | I95 REST AREA NORTHBOUND | 185412 | St Johns Grid | Duval | 2001-04-01 | 2001-04-01 | JEA | 12330.7344 | 163.6749
LS-001121 | I95 REST AREA SOUTHBOUND | 54556 | St Johns Grid | St Johns | 2008-03-11 | 2008-03-11 | JEA | 7544.7668 | 105.0071
LS-001122 | 13961 IBIS POINT BV | 1354 | East Grid | Duval | 1980-01-01 | 1980-01-01 | JEA | 12917.5602 | 91.7077
LS-001123 | 1492 IMESON RD | 1244 | West Grid | Duval | 1992-01-01 | 1992-01-01 | JEA | 21392.0852 | 890.7205
LS-001129 | 3421 INDIAN CREEK BV | 9602 | St Johns Grid | Duval | 1997-07-31 | 1997-07-31 | JEA | 28815.4185 | 203.4051
LS-001130 | 2142 INDIAN SPRINGS DR | 1699 | East Grid | Duval | 1980-01-01 | 1980-01-01 | JEA | 239527.1452 | 1311.1426
LS-001131 | 10468 INDIAN WALK RD | 2018 | South Grid | Duval | 1980-01-01 | 1980-01-01 | JEA | 175462.1919 | 803.8679
LS-001133 | 7535 INTERNATIONAL VILLAGE DR | 12801 | East Grid | Duval | 2000-03-29 | 2000-03-29 | JEA | 31497.1022 | 279.244
LS-001134 | 8083 INTERNATIONAL VILLAGE DR | 23043 | East Grid | Duval | 1988-08-02 | 1988-08-02 | JEA | 12938.706 | 69.5365
LS-001136 | 7702 INVERMERE BV | 1116 | West Grid | Duval | 1994-01-01 | 1994-01-01 | JEA | 24774.8186 | 181.4845
LS-001137 | 7305 IRVING SCOTT DR | 2062 | North Grid | Duval | 1980-01-01 | 1980-01-01 | JEA | 22148.171 | 71.297
LS-001138 | 933 ISLAND POINT DR | 52937 | North Grid | Duval | 2006-08-21 | 2006-08-21 | JEA | 19245.6612 | 523.0927
LS-001139 | 112 ISLESBROOK PY | 72175 | St Johns Grid | Duval | 2007-02-20 | 2007-02-20 | JEA | 243859.4124 | 1339.5756
LS-001141 | 1318 IVYHEDGE AV | 72174 | St Johns Grid | St Johns | 2003-10-21 | 2003-10-21 | FPL | 69705.7929 | 174.1389
LS-001142 | 5642 J RAY CR S | 1301 | South Grid | Duval | 1954-01-01 | 1954-01-01 | JEA | 467227.4559 | 2000
LS-001144 | 1956 JAMMES RD | 54557 | West Grid | Duval | 2008-03-11 | 2008-03-11 | JEA | 26423.0814 | 135.8292
LS-001145 | 5001 JAMMES RD | 1652 | West Grid | Duval | 1999-10-13 | 1999-10-13 | JEA | 39250.8127 | 109.7399
LS-001146 | 5541 JAMMES RD | 1374 | West Grid | Duval | 1989-01-01 | 1989-01-01 | JEA | 62795.2993 | 170.9982
LS-001147 | 6034 JAMMES RD | 10891 | West Grid | Duval | 2003-07-02 | 2003-07-02 | JEA | 19082.3164 | 89.4942
LS-001156 | 11477 JERRY ADAMS DR | 12811 | North Grid | Duval | 2004-06-15 | 2004-06-15 | JEA | 39871.3639 | 298.1669
LS-001157 | 8694 JESSIE B SMITH CT | 1779 | West Grid | Duval | 1998-01-01 | 1998-01-01 | JEA | 5681.5572 | 253.8016
LS-001159 | 12791 JOEANDY RD N | 1998 | East Grid | Duval | 1980-01-01 | 1980-01-01 | JEA | 75870.9173 | 520.5095
LS-001160 | 2465 JOHN PROM BV | 1070 | East Grid | Duval | 1980-01-01 | 1980-01-01 | JEA | 32851.4662 | 204.8412
LS-001161 | 231 JOHNS CREEK PY | 54559 | St Johns Grid | St Johns | 2004-02-05 | 2004-02-05 | FPL | 35273.7044 | 344.0323
LS-001162 | 391 JOHNS CREEK PY | 54558 | St Johns Grid | St Johns | 2004-02-05 | 2004-02-05 | FPL | 70135.0007 | 290.3348
LS-001163 | 9343 JOLORU DR | 1782 | West Grid | Duval | 1988-01-01 | 1988-01-01 | JEA | 63956.4108 | 333.0569
LS-001164 | 1143 JONES CREEK DR | 24017 | East Grid | Duval | 1999-07-28 | 1999-07-28 | JEA | 6075.3724 | 134.7455
LS-001165 | 8241 JOSE CIRCLE W | 1606 | South Grid | Duval | 1989-11-01 | 1989-11-01 | JEA | 17589.1064 | 130.0045
LS-001166 | 14450 JOSE VEDRA BV | 21765 | East Grid | Duval | 1986-12-02 | 1986-12-02 | JEA | 59013.0176 | 282.807
LS-001169 | 3805 JULIA MARIE DR | 12809 | West Grid | Duval | 2003-05-20 | 2003-05-20 | JEA | 38554.2309 | 267.0628
LS-001172 | 9764 JUPITER CT S | 2036 | East Grid | Duval | 1970-01-01 | 1970-01-01 | JEA | 3887.1772 | 561.1247
LS-001173 | 5624 KEATON LAKE DR | 2028 | South Grid | Duval | 1980-01-01 | 1980-01-01 | JEA | 44463.6929 | 172.0732
LS-001174 | 7260 KEN KNIGHT DR W | 1487 | North Grid | Duval | 1980-01-01 | 1980-01-01 | JEA | 97196.7464 | 349.4688
LS-001176 | 9687 KENDALL POINT DR | 20801 | East Grid | Duval | 2005-06-01 | 2005-06-01 | JEA | 57635.8569 | 337.9751
LS-001177 | 3214 KENISTON LN | 16963 | East Grid | Duval | 1957-10-07 | 1957-10-07 | JEA | 71447.1939 | 180.3543
LS-001178 | 10656 KENNEDY LN | 1573 | South Grid | Duval | 1991-10-10 | 1991-10-10 | JEA | 328643.36 | 1500
LS-001181 | 12312 KENSINGTON LAKES DR | 1698 | East Grid | Duval | 1980-01-01 | 1980-01-01 | JEA | 80887.4395 | 370.588
LS-001184 | 102 KERNAN BV N | 52354 | East Grid | Duval | 1999-05-21 | 1999-05-21 | JEA | 26081.7893 | 74.3282
LS-001185 | 3431 KERNAN BV S | 1919 | East Grid | Duval | 1980-01-01 | 1980-01-01 | JEA | 468616.2607 | 1547.9593
LS-001186 | 4800 KERNAN BV S | 52385 | East Grid | Duval | 2002-05-02 | 2002-05-02 | JEA | 38041.4801 | 795.0399
LS-001187 | 5103 KERNAN BV S | 1056 | East Grid | Duval | 2000-11-28 | 2000-11-28 | JEA | 74572.031 | 497.6993
LS-001189 | 12591 KERNAN FOREST BV | 10888 | East Grid | Duval | 2003-07-17 | 2003-07-17 | JEA | 51680.8243 | 467.8634
LS-001192 | 10800 KEY HAVEN BV | 399645 | North Grid | Duval | 2025-03-05 | 2025-03-05 | JEA | 624541.07 | 1090
LS-001193 | 8138 KILKELLY LN S | 8327 | West Grid | Duval | 1994-09-30 | 1994-09-30 | JEA | 18324.3294 | 492.7613
LS-001195 | 4140 KINGSBURY ST | 1154 | West Grid | Duval | 2012-10-08 | 2012-10-08 | JEA | 1043219.72 | 5400
LS-001196 | 168 Seaside Vista Ct | 21763 | St Johns Grid | St Johns | 1988-01-01 | 1988-01-01 | FPL | 11287.8403 | 225.3271
LS-001197 | 5730 KINLOCK DR S | 1279 | North Grid | Duval | 1995-09-15 | 1995-09-15 | JEA | 197701.63 | 1450
LS-001199 | 3601 KIRKPATRICK DR | 72142 | West Grid | Duval | 2007-09-16 | 2007-09-16 | JEA | 24964.7585 | 341.3834
LS-001200 | 3221 KLINE RD | 54560 | East Grid | Duval | 1981-07-01 | 1981-07-01 | JEA | 3658.1304 | 27.7684
LS-001201 | 1140 KNOLL DR W | 1284 | West Grid | Duval | 1950-01-01 | 1950-01-01 | JEA | 10126.7558 | 29.5549
LS-001203 | 3747 KORI RD | 1850 | South Grid | Duval | 1980-01-01 | 1980-01-01 | JEA | 21257.8278 | 207.2775
LS-001204 | 2044 KUSAIE DR | 1330 | East Grid | Duval | 1970-01-01 | 1970-01-01 | JEA | 43848.5932 | 232.3994
LS-001205 | 5549 LA MOYA AV | 1376 | West Grid | Duval | 2004-04-14 | 2004-04-14 | JEA | 47119.7211 | 130.474
LS-001206 | 2004 LA VACA RD | 17285 | South Grid | Duval | 1988-06-22 | 1988-06-22 | JEA | 5629.9371 | 292.4421
LS-001207 | 4181 LA VISTA CR | 16648 | South Grid | Duval | 1984-12-11 | 1984-12-11 | JEA | 298784.017 | 1048.3784
LS-001209 | 688 LADY LAKE RD | 12492 | North Grid | Duval | 2004-05-06 | 2004-05-06 | JEA | 42258.5312 | 521.9838
LS-001210 | 65134 LAGOON FOREST DR | 72169 | Nassau Grid | Nassau | 2007-04-12 | 2007-04-12 | FPL | 14591.6548 | 252.0658
LS-001211 | 11845 LAKE BEND CR | 29185 | North Grid | Duval | 2004-10-15 | 2004-10-15 | JEA | 12374.9707 | 277.7422
LS-001212 | 13433 LAKE FRETWELL ST | 32273 | West Grid | Duval | 2005-05-02 | 2005-05-02 | JEA | 8819.081 | 528.9308
LS-001215 | 12551 LAKE GARDENS DR | 10572 | South Grid | Duval | 2001-09-14 | 2001-09-14 | JEA | 13804.3728 | 238.0491
LS-001216 | 6130 LAKE GRAY BV | 2243 | West Grid | Duval | 1987-06-30 | 1987-06-30 | JEA | 16767.1679 | 281.7487
LS-001218 | 6195 LAKE LUGANO DR | 19207 | South Grid | Duval | 1967-09-22 | 1967-09-22 | JEA | 152383.1402 | 388.8517
LS-001219 | 11160 LAKE MANDARIN CR W | 1722 | South Grid | Duval | 1970-01-01 | 1970-01-01 | JEA | 133957.0678 | 1014.2217
LS-001220 | 1900 PALMDALE ST | 1745 | North Grid | Duval | 2000-11-20 | 2000-11-20 | JEA | 46323.5662 | 128.389
LS-001221 | 155 LAKE RUN BV | 14081 | North Grid | Duval | 2004-03-03 | 2004-03-03 | JEA | 25579.8743 | 252.0142
LS-001222 | 1755 LAKE SHORE BV | 1110 | West Grid | Duval | 2001-01-10 | 2001-01-10 | JEA | 244870.243 | 2244.6475
LS-001224 | 4294 LAKESIDE DR | 1371 | West Grid | Duval | 1982-01-01 | 1982-01-01 | JEA | 68621.7477 | 535.0487
LS-001226 | 5391 LAMAR DR | 1255 | West Grid | Duval | 1978-01-01 | 1978-01-01 | JEA | 40149.1472 | 241.2186
LS-001228 | 8869 LANCASHIRE DR | 9922 | North Grid | Duval | 2002-11-15 | 2002-11-15 | JEA | 113587.2251 | 1322.7557
LS-001251 | 1171 LANE AV S | 1683 | West Grid | Duval | 1991-01-01 | 1991-01-01 | JEA | 60044.0749 | 584.9829
LS-001261 | 1973 LANE AV S | 54563 | West Grid | Duval | 2001-09-04 | 2001-09-04 | JEA | 4380.829 | 77.0828
LS-001263 | 11787 LANIER CREEK DR | 89409 | South Grid | Duval | 2007-08-01 | 2007-08-01 | JEA | 10201.3603 | 252.1229
LS-001265 | 13333 LANIER RD | 1909 | North Grid | Duval | 1970-01-01 | 1970-01-01 | JEA | 2137.8276 | 104.265
LS-001266 | 1700 LANSDOWNE DR | 54562 | East Grid | Duval | 2008-03-11 | 2008-03-11 | JEA | 5980.7519 | 91.969
LS-001267 | 2421 LANSDOWNE DR | 1138 | East Grid | Duval | 1980-01-01 | 1980-01-01 | JEA | 16307.0256 | 47.325
LS-001268 | 2538 LANTANA AV | 20173 | North Grid | Duval | 1957-01-01 | 1957-01-01 | JEA | 64303.7958 | 387.6568
LS-001269 | 2841 LANTANNA LAKES DR E | 1204 | East Grid | Duval | 1980-01-01 | 1980-01-01 | JEA | 55073.0743 | 495.1388
LS-001270 | 7600 LAS PALMAS WY | 16654 | South Grid | Duval | 1971-12-09 | 1971-12-09 | JEA | 23776.3024 | 68.0217
LS-001271 | 939 LAS ROBIDA DR | 33889 | East Grid | Duval | 2009-06-19 | 2009-06-19 | JEA | 183880.4328 | 306.168
LS-001272 | 3640 LAS VEGAS | 1315 | South Grid | Duval | 1980-01-01 | 1980-01-01 | JEA | 126748.5036 | 647.0175
LS-001273 | 2320 LATRIUM CR N | 35489 | St Johns Grid | St Johns | 1978-12-19 | 1978-12-19 | BEACHES E | 0 | 0
LS-001274 | 1023 LAURA ST N | 1944 | North Grid | Duval | 1950-01-01 | 1950-01-01 | JEA | 451144.14 | 4000
LS-001275 | 331 LAURINA ST | 1917 | East Grid | Duval | 1973-12-13 | 1973-12-13 | JEA | 31423.1118 | 128.5205
LS-001276 | 10410 LAWSON RD | 1860 | East Grid | Duval | 2004-02-12 | 2004-02-12 | JEA | 54680.1569 | 150.1397
LS-001277 | 536 LE MASTER DR | 37169 | St Johns Grid | St Johns | 1974-01-17 | 1974-01-17 | BEACHES E | 144324.2089 | 880.6837
LS-001278 | 4676 LEAH CREEK DR | 2245 | South Grid | Duval | 2001-07-12 | 2001-07-12 | JEA | 11115.088 | 69.3408
LS-001279 | 196 LEATHERLEAF DR | 2001 | East Grid | Duval | 1982-01-01 | 1982-01-01 | JEA | 27933.3805 | 60.82
LS-001281 | 3596 LEESBURG DR | 1141 | East Grid | Duval | 2012-03-30 | 2012-03-30 | JEA | 31188.3871 | 205.2799
LS-001284 | 10600 LEM TURNER RD | 1458 | North Grid | Duval | 1980-01-01 | 1980-01-01 | JEA | 9989.7412 | 202.0611
LS-001311 | 9495 LEM TURNER RD | 29844 | North Grid | Duval | 1997-06-03 | 1997-06-03 | JEA | 3667.2503 | 141.4693
LS-001324 | 7702 LENOX AV | 1987 | West Grid | Duval | 1950-01-01 | 1950-01-01 | JEA | 1246091.49 | 4050
LS-001328 | 87073 LENTZ RD | 72097 | Nassau Grid | Nassau | 2005-05-19 | 2005-05-19 | FPL | 21201.968 | 218.7807
LS-001329 | 9400 LEO MAGUIRE PY | 30546 | St Johns Grid | St Johns | 2007-07-31 | 2007-07-31 | FPL | 75338.2335 | 367.5153
LS-001330 | 470 SAMPSON WAY | 54564 | St Johns Grid | St Johns | 2002-05-10 | 2002-05-10 | FPL | 58190.9003 | 432.771
LS-001340 | 3975 LEONNIE RD | 1939 | North Grid | Duval | 1980-01-01 | 1980-01-01 | JEA | 7538.6302 | 260.5465
LS-001341 | 2010 LEWIS INDUSTRIAL DR | 1546 | West Grid | Duval | 1970-01-01 | 1970-01-01 | JEA | 57632.5993 | 114.8113
LS-001344 | LIGHTHOUSE POINT 1 | 12807 | Nassau Grid | Nassau | 2003-07-16 | 2003-07-16 | FPL | 9179.8067 | 204.4163
LS-001345 | 2 LIGHTHOUSE PT | 48801 | Nassau Grid | Nassau | 2003-09-09 | 2003-09-09 | FPL | 11205.9709 | 200.8121
LS-001348 | 7863 LITTLE FOX LN | 1840 | South Grid | Duval | 1950-01-01 | 1950-01-01 | JEA | 61485.8446 | 167.6489
LS-001349 | 2588 LOFBERG DR | 1579 | South Grid | Duval | 1980-01-01 | 1980-01-01 | JEA | 310867.91 | 1800
LS-001351 | 12080 LONDON LAKE DR W | 54565 | South Grid | Duval | 2002-02-25 | 2002-02-25 | JEA | 21544.7887 | 116.5721
LS-001355 | 10400 LONE STAR RD | 18887 | East Grid | Duval | 1989-05-18 | 1989-05-18 | JEA | 7023.4003 | 117.4099
LS-001356 | 4797 LONG BOW RD | 1509 | West Grid | Duval | 1950-01-01 | 1950-01-01 | JEA | 94353.6493 | 670.2579
LS-001357 | 5175 LONGLEAF ST | 1147 | North Grid | Duval | 2003-03-17 | 2003-03-17 | JEA | 35278.7954 | 292.6625
LS-001358 | 11610 LONGWOOD KEY DR E | 1879 | North Grid | Duval | 1989-04-19 | 1989-04-19 | JEA | 9306.3039 | 95.3553
LS-001359 | 4064 LONICERA LOOP | 10562 | St Johns Grid | Duval | 2001-12-06 | 2001-12-06 | JEA | 30100.4103 | 208.6008
LS-001361 | 7000 LORAIN ST | 1533 | North Grid | Duval | 1954-01-01 | 1954-01-01 | JEA | 2640.1557 | 35.3458
LS-001362 | 792 LORD NELSON BV | 12802 | North Grid | Duval | 2004-05-03 | 2004-05-03 | JEA | 56203.7704 | 447.1161
LS-001363 | 4008 LORETTO RD | 1196 | South Grid | Duval | 1980-01-01 | 1980-01-01 | JEA | 8954.0908 | 89.1957
LS-001364 | 11065 LOSCO JUNCTION DR | 1439 | South Grid | Duval | 1980-01-01 | 1980-01-01 | JEA | 225814.2842 | 780.443
LS-001365 | 4440 LOSCO RD | 1063 | South Grid | Duval | 1970-01-01 | 1970-01-01 | JEA | 12560.3593 | 276.7555
LS-001367 | 4930 LOSCO RD | 1854 | South Grid | Duval | 1980-01-01 | 1980-01-01 | JEA | 34262.0748 | 423.0721
LS-001368 | 5141 LOSCO RD | 1190 | South Grid | Duval | 1970-01-01 | 1970-01-01 | JEA | 4506.9063 | 237.0362
LS-001369 | 10747 LOST PINES DR | 1862 | East Grid | Duval | 1980-01-01 | 1980-01-01 | JEA | 32322.5611 | 325.8243
LS-001370 | 11038 LOTHMORE RD | 54169 | West Grid | Duval | 2005-07-29 | 2005-07-29 | JEA | 23882.0608 | 156.7102
LS-001371 | 900 LOTUS LN S | 1964 | St Johns Grid | Duval | 1994-10-26 | 1994-10-26 | JEA | 75383.401 | 194.565
LS-001372 | 6331 LOUIS CLARK CT | 52945 | West Grid | Duval | 2005-07-15 | 2005-07-15 | JEA | 36666.2271 | 371.3465
LS-001373 | 2045 LUANA DR E | 1861 | East Grid | Duval | 1985-01-01 | 1985-01-01 | JEA | 55061.2102 | 151.1247
LS-001374 | 2323 LUANA DR E | 1332 | East Grid | Duval | 1979-01-01 | 1979-01-01 | JEA | 41882.0015 | 350.7494
LS-001375 | 7709 LUEDERS AV | 41329 | North Grid | Duval | 2005-10-14 | 2005-10-14 | JEA | 7847.6013 | 200.9109
LS-001377 | 16433 MAGNOLIA GROVE WY | 54713 | North Grid | Duval | 2007-07-13 | 2007-07-13 | JEA | 99237.4731 | 457.8095
LS-001378 | 189 MAHOGANY BAY DR | 72110 | St Johns Grid | Duval | 2007-03-28 | 2007-03-28 | JEA | 104514.102 | 653.6731
LS-001382 | 39 MAJESTIC EAGLE DR | 72176 | St Johns Grid | St Johns | 2007-08-02 | 2007-08-02 | FPL | 79090.7668 | 539.1075
LS-001383 | 3482 MAJESTIC OAKS DR | 1220 | East Grid | Duval | 1970-01-01 | 1970-01-01 | JEA | 7514.7435 | 48.9215
LS-001384 | 1353 MALLARD LANDING BV | 24321 | St Johns Grid | Duval | 1993-08-01 | 1993-08-01 | JEA | 19223.8412 | 296.362
LS-001385 | 1896 MALLORY ST | 1597 | West Grid | Duval | 2004-02-03 | 2004-02-03 | JEA | 6083.9517 | 79.0057
LS-001388 | 11741 MANDARIN RD | 1185 | South Grid | Duval | 1980-01-01 | 1980-01-01 | JEA | 140062.9416 | 356.5555
LS-001390 | 12931 MANDARIN RD | 1121 | South Grid | Duval | 1985-01-01 | 1985-01-01 | JEA | 38707.5318 | 271.4442
LS-001392 | 14842 MANDARIN RD | 54568 | South Grid | Duval | 2005-02-07 | 2005-02-07 | JEA | 1489.0902 | 270.1217
LS-001394 | 11328 MANDARIN RIDGE LN | 2022 | South Grid | Duval | 1998-08-13 | 1998-08-13 | JEA | 6584.4067 | 92.753
LS-001396 | 2235 MANEY DR | 1134 | South Grid | Duval | 1980-01-01 | 1980-01-01 | JEA | 22514.2177 | 68.0738
LS-001397 | 2962 MANGROVE AV | 1869 | East Grid | Duval | 1970-01-01 | 1970-01-01 | JEA | 72766.7559 | 190.2512
LS-001399 | 1466 MANOTAK OAKS | 54567 | West Grid | Duval | 2006-01-13 | 2006-01-13 | JEA | 17366.3183 | 427.8564
LS-001400 | 5689 MARATHON PY | 1510 | West Grid | Duval | 1970-01-01 | 1970-01-01 | JEA | 56876.2274 | 240.9502
LS-001401 | 10366 MARBLE EGRET DR | 1319 | South Grid | Duval | 1985-01-01 | 1985-01-01 | JEA | 23586.8744 | 177.9457
LS-001402 | 1030 MARCY ST | 1777 | North Grid | Duval | 1970-01-01 | 1970-01-01 | JEA | 5753.0194 | 180.8142
LS-001403 | 1616 MARDIS PL E | 1505 | West Grid | Duval | 1988-01-01 | 1988-01-01 | JEA | 4610.5477 | 49.587
LS-001407 | 225 MARISCO WY | 52561 | West Grid | Duval | 2004-11-01 | 2004-11-01 | JEA | 12405.6235 | 94.3351
LS-001410 | 4790 MARSH HAMMOCK DR | 21450 | East Grid | Duval | 1981-10-16 | 1981-10-16 | JEA | 11639.8598 | 258.7933
LS-001411 | 13708 MARSH HARBOR DR N | 41681 | East Grid | Duval | 1998-04-02 | 1998-04-02 | JEA | 11200.2344 | 195.0426
LS-001412 | 14657 MARSH ISLAND LN | 21455 | East Grid | Duval | 1999-09-28 | 1999-09-28 | JEA | 1278.1641 | 383.3235
LS-001413 | 96135 MARSH LAKES | 32257 | Nassau Grid | Nassau | 1987-11-12 | 1987-11-12 | FPL | 21874.4887 | 227.3465
LS-001414 | 188 MARSHVIEW HAVEN DR | 54569 | St Johns Grid | St Johns | 2004-01-27 | 2004-01-27 | FPL | 11433.0785 | 245.5852
LS-001415 | 11399 MARTIN LAKE CT | 16004 | West Grid | Duval | 2004-11-17 | 2004-11-17 | JEA | 20848.3519 | 192.9528
LS-001416 | 11405 MARTIN LAKE DR | 9285 | West Grid | Duval | 2003-01-15 | 2003-01-15 | JEA | 48283.0605 | 345.8258
LS-001417 | 5936 MARTIN LUTHER KING DR | 1363 | North Grid | Duval | 1950-01-01 | 1950-01-01 | JEA | 6299.4448 | 43.1998
LS-001420 | 2530 MAYAPPLE RD E | 27969 | East Grid | Duval | 1993-05-06 | 1993-05-06 | JEA | 73837.5167 | 417.0613
LS-001423 | 2304 MCMILLAN ST | 2068 | North Grid | Duval | 1998-02-12 | 1998-02-12 | JEA | 6192245.34 | 23500
LS-001424 | 11803 MCCORMICK RD | 27585 | East Grid | Duval | 2009-02-28 | 2009-02-28 | JEA | 7801.9612 | 89.713
LS-001425 | 12943 MCCORMICK RD | 15051 | East Grid | Duval | 1990-09-21 | 1990-09-21 | JEA | 22717.9189 | 65.1145
LS-001428 | 2251 MCCOY CREEK BV | 1419 | North Grid | Duval | 1966-01-01 | 1966-01-01 | JEA | 57940.3998 | 522.7045
LS-001430 | 4170 MCGIRTS BV | 1370 | West Grid | Duval | 2011-02-17 | 2011-02-17 | JEA | 81520.554 | 549.808
LS-001431 | 10516 MCGIRTS CREEK DR | 1785 | West Grid | Duval | 2001-02-09 | 2001-02-09 | JEA | 5672.7342 | 64.9904
LS-001432 | 1895 MCGIRTS POINT BV | 44561 | West Grid | Duval | 2006-11-08 | 2006-11-08 | JEA | 24468.6641 | 148.129
LS-001434 | 10577 MCLAURIN RD E | 19215 | South Grid | Duval | 1997-06-26 | 1997-06-26 | JEA | 26775.5223 | 76.219
LS-001435 | 10342 MEADOW POINT DR | 1247 | West Grid | Duval | 1999-07-01 | 1999-07-01 | JEA | 44183.9145 | 296.284
LS-001436 | 7901 MEADOW VISTA DR | 54571 | South Grid | Duval | 1971-02-18 | 1971-02-18 | JEA | 33369.1539 | 94.0438
LS-001437 | 12785 MEADOWSWEET LN | 1037 | East Grid | Duval | 1980-01-01 | 1980-01-01 | JEA | 75624.6514 | 305.7941
LS-001439 | 3801 MEEK DR | 54572 | East Grid | Duval | 1959-02-21 | 1959-02-21 | JEA | 13097.651 | 55.0819
LS-001440 | 7619 MELVIN RD | 18890 | West Grid | Duval | 2005-05-27 | 2005-05-27 | JEA | 88758.767 | 924.5723
LS-001441 | 1410 MENLO AV | 1910 | North Grid | Duval | 1998-04-22 | 1998-04-22 | JEA | 249384.62 | 1490
LS-001443 | 41 MENTORIA RD | 52278 | Nassau Grid | Nassau | 1995-05-01 | 1995-05-01 | FPL | 26969.8699 | 394.6743
LS-001444 | 2200 MERCER CR S | 1603 | South Grid | Duval | 1980-01-01 | 1980-01-01 | JEA | 23673.5053 | 226.7577
LS-001445 | 8446 MERCHANT WALK | 31298 | West Grid | Duval | 2004-02-08 | 2004-02-08 | JEA | 38611.6291 | 219.1139
LS-001446 | 8120 MERCHANTS GATE DR | 52899 | West Grid | Duval | 2005-11-01 | 2005-11-01 | JEA | 43936.3085 | 871.8602
LS-001450 | 11815 MERGANSER WY | 1385 | South Grid | Duval | 1980-01-01 | 1980-01-01 | JEA | 20098.7507 | 484.2308
LS-001452 | 7732 MERRILL RD | 27873 | East Grid | Duval | 1960-03-04 | 1960-03-04 | JEA | 263267.53 | 720
LS-001454 | 4401 MERRIMAC AV | 1648 | West Grid | Duval | 1983-01-01 | 1983-01-01 | JEA | 4394.2284 | 191.2115
LS-001455 | 12237 MESA VERDE TR | 1384 | South Grid | Duval | 1980-01-01 | 1980-01-01 | JEA | 92208.2848 | 252.4783
LS-001456 | METRO PARK | 54574 | h | Duval | 2004-07-21 | 2004-07-21 | JEA | 831.9084 | 196.1656
LS-001458 | 937 MIKAEL AV | 1695 | West Grid | Duval | 1980-01-01 | 1980-01-01 | JEA | 20506.0396 | 340.9708
LS-001459 | 1030 MILL CREEK RD | 1529 | East Grid | Duval | 2001-06-30 | 2001-06-30 | JEA | 458696.1299 | 1490
LS-001461 | 9411 MILL SPRINGS RD | 2021 | South Grid | Duval | 1980-01-01 | 1980-01-01 | JEA | 23789.6386 | 598.4504
LS-001462 | 1400 MILLCOE RD | 22081 | East Grid | Duval | 1993-02-25 | 1993-02-25 | JEA | 428.951 | 98.3179
LS-001463 | 7202 MIMOSA GROVE TL | 1812 | West Grid | Duval | 1980-01-01 | 1980-01-01 | JEA | 8449.0173 | 46.8755
LS-001464 | 11004 MINDANAO DR S | 1635 | East Grid | Duval | 1970-01-01 | 1970-01-01 | JEA | 147574.1367 | 704.6265
LS-001466 | 85537 MINER RD | 11202 | Nassau Grid | Nassau | 2002-05-29 | 2002-05-29 | FPL | 47673.6944 | 347.1806
LS-001467 | 5872 MINING TR | 1440 | South Grid | Duval | 1970-01-01 | 1970-01-01 | JEA | 3780.8991 | 141.1638
LS-001468 | 5423 MINOSA CT | 1677 | North Grid | Duval | 1988-01-01 | 1988-01-01 | JEA | 14540.4654 | 111.2662
LS-001469 | 12501 MISSION HILLS DR | 16003 | East Grid | Duval | 1989-01-23 | 1989-01-23 | JEA | 3612.6271 | 189.9025
LS-001470 | 3900 MISSION HILLS DR E | 16001 | East Grid | Duval | 1989-01-23 | 1989-01-23 | JEA | 14090.1671 | 46.9919
LS-001471 | 4840 MISSISSIPPI CT | 1239 | North Grid | Duval | 1982-08-02 | 1982-08-02 | JEA | 4416.6873 | 151.6601
LS-001472 | 8017 MISTY MEADOW CT N | 11201 | West Grid | Duval | 2003-12-04 | 2003-12-04 | JEA | 6946.4414 | 163.2507
LS-001473 | 12090 MISTY WATER DR N | 10574 | East Grid | Duval | 2001-06-05 | 2001-06-05 | JEA | 33381.0444 | 137.0226
LS-001474 | 6781 MISTYVIEW DR | 52898 | West Grid | Duval | 2007-08-01 | 2007-08-01 | JEA | 22129.6408 | 493.1494
LS-001475 | 3942 MONCRIEF RD | 136117 | North Grid | Duval | 1980-01-01 | 1980-01-01 | JEA | 11350.3412 | 100.556
LS-001476 | 4861 MONCRIEF RD | 54576 | North Grid | Duval | 2006-08-01 | 2006-08-01 | JEA | 64223.0272 | 492.8881
LS-001477 | 5447 MONCRIEF RD W | 1238 | North Grid | Duval | 1980-01-01 | 1980-01-01 | JEA | 5312.4749 | 97.9948
LS-001479 | 5001 MONROE FOREST DR | 30161 | South Grid | Duval | 2006-08-16 | 2006-08-16 | JEA | 550.1473 | 19.4816
LS-001480 | 3780 MONTEBELLO WY | 54575 | East Grid | Duval | 2006-07-12 | 2006-07-12 | JEA | 24531.8285 | 588.154
LS-001481 | 7819 MONTEREY BAY DR | 12482 | South Grid | Duval | 2001-09-11 | 2001-09-11 | JEA | 36618.3558 | 262.226
LS-001482 | 11238 MONUMENT LANDING BV | 1758 | East Grid | Duval | 1980-01-01 | 1980-01-01 | JEA | 8939.5326 | 130.2486
LS-001484 | 1154 MONUMENT RD | 19209 | East Grid | Duval | 2000-01-03 | 2000-01-03 | JEA | 121860.2034 | 996.03
LS-001485 | 1453 MONUMENT RD | 16964 | East Grid | Duval | 1970-01-15 | 1970-01-15 | JEA | 100164.602 | 264.2912
LS-001486 | 1500 MONUMENT RD | 25921 | East Grid | Duval | 1986-09-30 | 1986-09-30 | JEA | 13787.1437 | 243.9342
LS-001487 | 1701 MONUMENT RD | 18895 | East Grid | Duval | 1978-03-15 | 1978-03-15 | JEA | 55989.7902 | 208.3786
LS-001488 | 3333 MONUMENT RD | 15363 | East Grid | Duval | 1985-10-11 | 1985-10-11 | JEA | 35885.3503 | 100.7808
LS-001489 | 4245 MONUMENT RD | 15045 | East Grid | Duval | 1983-09-14 | 1983-09-14 | JEA | 7351.9284 | 157.6754
LS-001490 | 4621 MONUMENT POINT CR | 14728 | East Grid | Duval | 1988-01-01 | 1988-01-01 | JEA | 21068.1419 | 191.7503
LS-001491 | 12629 MOOSE RD | 1908 | North Grid | Duval | 1980-01-01 | 1980-01-01 | JEA | 21908.9016 | 114.2081
LS-001492 | 5631 MORET DR | 1114 | West Grid | Duval | 2005-11-21 | 2005-11-21 | JEA | 11626.892 | 170.7768
LS-001493 | 6600 MORET DR S | 25922 | West Grid | Duval | 1957-03-12 | 1957-03-12 | JEA | 25677.6566 | 166.5086
LS-001496 | 4516 MORRISON ST | 1397 | North Grid | Duval | 1950-01-01 | 1950-01-01 | JEA | 3780.3036 | 44.2588
LS-001498 | 6084 MORSE AVE | 59969 | West Grid | Duval | 2007-06-01 | 2007-06-01 | JEA | 3130.1061 | 44.728
LS-001499 | 6101 MORSE AV | 19844 | West Grid | Duval | 2005-04-26 | 2005-04-26 | JEA | 18097.0067 | 372.5602
LS-001500 | 6857 MORSE AV | 12808 | West Grid | Duval | 2008-05-01 | 2008-05-01 | JEA | 110930.8843 | 939.034
LS-001503 | 4990 MORVEN RD | 1653 | West Grid | Duval | 1982-01-01 | 1982-01-01 | JEA | 52516.7631 | 185.5304
LS-001504 | 15598 MOSS HOLLOW DR | 54577 | North Grid | Duval | 2000-11-17 | 2000-11-17 | JEA | 15530.8692 | 341.2519
LS-001505 | 11629 MOSSY WY | 1522 | South Grid | Duval | 1966-01-01 | 1966-01-01 | JEA | 104029.7724 | 386.2849
LS-001506 | 11433 KINGSLEY MANOR WAY | 14736 | East Grid | Duval | 1985-07-25 | 1985-07-25 | JEA | 4414.851 | 25.2617
LS-001508 | 4513 MOUNTAIN BROOK LN E | 1425 | East Grid | Duval | 1985-01-01 | 1985-01-01 | JEA | 20085.1921 | 132.0895
LS-001509 | 12934 MT PLEASANT RD | 15369 | East Grid | Duval | 1989-01-23 | 1989-01-23 | JEA | 49040.8729 | 214.6372
LS-001512 | 55 MYRTLE AV | 52882 | North Grid | Duval | 2001-01-01 | 2001-01-01 | JEA | 540988.8379 | 3212.0857
LS-001516 | 96091 NASSAU PL | 36769 | Nassau Grid | Nassau | 2000-04-24 | 2000-04-24 | FPL | 1996.1508 | 41.5649
LS-001517 | 10965 NATALIE DR | 54578 | North Grid | Duval | 2001-08-31 | 2001-08-31 | JEA | 9942.2573 | 125.7892
LS-001518 | 8205 NATIONS WY | 1175 | South Grid | Duval | 2005-06-26 | 2005-06-26 | JEA | 69897.1289 | 221.263
LS-001520 | 1082 NELSON ST | 1417 | West Grid | Duval | 1967-01-01 | 1967-01-01 | JEA | 98950.4311 | 569.0099
LS-001522 | 981 NESTING SWALLOW DR | 1297 | East Grid | Duval | 1982-01-01 | 1982-01-01 | JEA | 38854.557 | 412.6617
LS-001533 | 1490 NEW BERLIN RD | 10886 | North Grid | Duval | 2003-04-08 | 2003-04-08 | JEA | 8085.7813 | 468.2526
LS-001536 | 3401 NEW BERLIN RD | 2059 | North Grid | Duval | 1989-01-01 | 1989-01-01 | JEA | 92343.47 | 404.1758
LS-001558 | 5589 NEW WORLD BV | 21442 | West Grid | Duval | 2004-02-19 | 2004-02-19 | JEA | 6652.6548 | 537.2673
LS-001559 | 5987 NEW WORLD AVE | 33873 | West Grid | Duval | 2007-04-16 | 2007-04-16 | JEA | 1645.0849 | 103.4691
LS-001561 | NGS 1_LS01 | 105750 | North Grid | Duval | 2000-01-01 | 2000-01-01 | JEA | 0 | 0
LS-001562 | NGS 2_LS01 | 54581 | North Grid | Duval | 2010-05-13 | 2010-05-13 | JEA | 0 | 0
LS-001563 | NGS 3 | 54582 | North Grid | Duval | 2006-01-01 | 2006-01-01 | JEA | 0 | 0
LS-001564 | NGS 4 | 54583 | North Grid | Duval | 2006-01-01 | 2006-01-01 | JEA | 270.6444 | 15.4623
LS-001565 | 2078 NIBLICK DR | 1157 | West Grid | Duval | 2014-03-01 | 2014-03-01 | JEA | 28127.3253 | 79.8946
LS-001566 | 76210 NICHOLAS CUTINHA RD | 52279 | Nassau Grid | Nassau | 2001-10-09 | 2001-10-09 | FPL | 18539.5361 | 708.1333
LS-001574 | 5121 NORMANDY BV | 1416 | West Grid | Duval | 1954-01-01 | 1954-01-01 | JEA | 3947.5861 | 9.4565
LS-001585 | 7764 NORMANDY BV | 1682 | West Grid | Duval | 1982-01-01 | 1982-01-01 | JEA | 35653.0238 | 352.3862
LS-001593 | 9330 NORMANDY BV | 1644 | West Grid | Duval | 1998-01-01 | 1998-01-01 | JEA | 1217.8739 | 62.5935
LS-001594 | 9800 NORMANDY BV | 1643 | West Grid | Duval | 1994-01-01 | 1994-01-01 | JEA | 3286.2104 | 450.6396
LS-001596 | 8121 NOROAD | 1541 | West Grid | Duval | 1999-08-02 | 1999-08-02 | JEA | 13937.0005 | 125.4461
LS-001597 | 8591 NOROAD DRIVE | 72118 | West Grid | Duval | 2007-06-05 | 2007-06-05 | JEA | 16158.6987 | 407.1416
LS-001598 | 6247 NORSE DR | 27922 | West Grid | Duval | 1979-08-07 | 1979-08-07 | JEA | 66297.2235 | 179.9254
LS-001600 | 115 NORTH DURBIN PY | 52897 | St Johns Grid | Duval | 2007-02-12 | 2007-02-12 | JEA | 94830.0335 | 659.6924
LS-001601 | 585 NORTH DURBIN PY | 72117 | St Johns Grid | Duval | 2007-04-03 | 2007-04-03 | JEA | 18017.604 | 99.5051
LS-001605 | 11551 NORTH RIDE CR W | 1967 | South Grid | Duval | 1950-01-01 | 1950-01-01 | JEA | 5027.6185 | 64.2946
LS-001606 | 7668 NORTH SHORE DR | 1981 | North Grid | Duval | 1950-01-01 | 1950-01-01 | JEA | 1208.3505 | 56.7255
LS-001607 | 6947 NORWOOD AV | 1602 | North Grid | Duval | 1985-01-01 | 1985-01-01 | JEA | 496694.57 | 2300
LS-001608 | 801-1 NOTTAGE HILL ST | 63777 | St Johns Grid | St Johns | 2006-06-03 | 2006-06-03 | FPL | 33790.3526 | 213.0597
LS-001609 | 1648 NOTTINGHAM KNOLL DR | 1924 | East Grid | Duval | 1997-10-25 | 1997-10-25 | JEA | 24962.946 | 179.4154
LS-001610 | 4423 JIGGERMAST AV | 14729 | East Grid | Duval | 1978-11-29 | 1978-11-29 | JEA | 29916.7611 | 388.5489
LS-001611 | 11487 OAK LAWN RD | 23361 | North Grid | Duval | 2005-11-14 | 2005-11-14 | JEA | 6603.7866 | 90.7841
LS-001613 | 2034 OAK WATER DR | 16655 | East Grid | Duval | 1983-07-06 | 1983-07-06 | JEA | 11441.6332 | 101.5424
LS-001615 | 573 OAKLEAF PLANTATION PY | 52915 | West Grid | Clay | 2006-10-13 | 2006-10-13 | CLAY E | 71491.3249 | 585.522
LS-001616 | 785-2 OAKLEAF PLANTATION | 30615 | West Grid | Clay | 2005-04-18 | 2005-04-18 | CLAY E | 35562.8903 | 459.4645
LS-001617 | 786 OAKLEAF PLANTATION PY | 30616 | West Grid | Clay | 2010-09-22 | 2010-09-22 | CLAY E | 10453.052 | 335.9397
LS-001619 | 103 OCEAN GRAND BV | 54584 | St Johns Grid | St Johns | 2008-03-11 | 2008-03-11 | FPL | 31027.4588 | 278.3325
LS-001623 | 150 OLD BLUFF DR | 55137 | St Johns Grid | St Johns | 2007-01-03 | 2007-01-03 | FPL | 20106.3334 | 85.8932
LS-001624 | 5447 OLD COLONY DR | 54609 | West Grid | Duval | 2006-08-30 | 2006-08-30 | JEA | 19247.0913 | 489.2736
LS-001626 | 6305 OLD KINGS RD N | 1536 | North Grid | Duval | 1993-01-01 | 1993-01-01 | JEA | 1437.6339 | 261.9388
LS-001627 | 8198 OXFORD FOREST DR | 1837 | South Grid | Duval | 1976-01-01 | 1976-01-01 | JEA | 16606.3456 | 353.7717
LS-001628 | 8153 OLD KINGS RD S | 18884 | South Grid | Duval | 1979-08-06 | 1979-08-06 | JEA | 39671.8811 | 355.5216
LS-001629 | 8833 OLD KINGS RD S | 54610 | South Grid | Duval | 1999-02-08 | 1999-02-08 | JEA | 15308.3475 | 138.8494
LS-001630 | 8884 OLD KINGS RD S | 1622 | South Grid | Duval | 1999-02-08 | 1999-02-08 | JEA | 53411.5386 | 370.4449
LS-001631 | 9391 OLD KINGS RD S | 2023 | South Grid | Duval | 1980-01-01 | 1980-01-01 | JEA | 97401.82 | 756.8879
LS-001637 | 6712 OLD MIDDLEBURG RD | 10889 | West Grid | Duval | 2003-09-25 | 2003-09-25 | JEA | 14214.2876 | 549.1979
LS-001639 | 7184 OLD PIONEER ROAD | 67617 | West Grid | Duval | 2008-08-25 | 2008-08-25 | JEA | 89275.3816 | 2174.692
LS-001643 | 12905 ST AUGUSTINE RD | 9923 | South Grid | Duval | 2001-11-14 | 2001-11-14 | JEA | 3253.3187 | 332.5723
LS-001644 | 3902 OLD SUNBEAM RD | 1311 | South Grid | Duval | 1975-01-01 | 1975-01-01 | JEA | 12266.0131 | 87.9742
LS-001645 | 4193 OLDFIELD CROSSING DR | 207527 | South Grid | Duval | 1988-01-01 | 1988-01-01 | JEA | 7956.9761 | 54.8918
LS-001646 | 11969 OLDFIELD POINT DR | 1127 | South Grid | Duval | 1970-01-01 | 1970-01-01 | JEA | 21479.7066 | 320.2619
LS-001647 | 2520 ORANGE PICKER RD | 1123 | South Grid | Duval | 1985-01-01 | 1985-01-01 | JEA | 313188.31 | 1370
LS-001648 | 5349 ORTEGA BLUFF LN | 9282 | West Grid | Duval | 2002-07-18 | 2002-07-18 | JEA | 5120.5462 | 140.9349
LS-001649 | 7799 ORTEGA BLUFF PY | 9283 | West Grid | Duval | 2001-10-16 | 2001-10-16 | JEA | 14371.6036 | 82.5833
LS-001650 | 3801 ORTEGA BV | 1685 | West Grid | Duval | 1980-01-01 | 1980-01-01 | JEA | 594.6479 | 35.2934
LS-001652 | 5004 ORTEGA FARMS BV | 1254 | West Grid | Duval | 1982-01-01 | 1982-01-01 | JEA | 21255.7515 | 117.5997
LS-001654 | 4959 ORTEGA HILLS DR | 30180 | West Grid | Duval | 1997-11-26 | 1997-11-26 | JEA | 87804.4267 | 280.0689
LS-001655 | 4659 ORTEGA ISLAND DR | 1651 | West Grid | Duval | 1980-01-01 | 1980-01-01 | JEA | 3052.8571 | 9.2296
LS-001657 | 8671 OSPREY LN | 2011 | South Grid | Duval | 1980-01-01 | 1980-01-01 | JEA | 81916.4816 | 527.723
LS-001658 | 96515 OTTER RUN | 31937 | Nassau Grid | Nassau | 1988-02-03 | 1988-02-03 | FPL | 6552.4021 | 152.0922
LS-001659 | 7422 OVERLAND PARK BV | 1960 | West Grid | Duval | 1970-01-01 | 1970-01-01 | JEA | 53837.2968 | 353.2174
LS-001664 | 5303 Commissioners Dr | 54508 | East Grid | Duval | 2005-07-05 | 2005-07-05 | JEA | 30785.0886 | 441.331
LS-001666 | 70A PABLO RD | 38193 | St Johns Grid | St Johns | 2007-08-03 | 2007-08-03 | BEACHES E | 32890.8864 | 174.7904
LS-001667 | 13288 PACEMAKER DR | 2002 | East Grid | Duval | 1985-01-01 | 1985-01-01 | JEA | 7842.4955 | 107.9136
LS-001668 | 3161 PADDLE BOAT LN | 1267 | South Grid | Duval | 1980-01-01 | 1980-01-01 | JEA | 59912.9403 | 366.7547
LS-001670 | 3580 PALL MALL DR | 1432 | South Grid | Duval | 1985-01-01 | 1985-01-01 | JEA | 66748.1468 | 454.2836
LS-001671 | 12928 PALMETTO GLADE DR | 1828 | East Grid | Duval | 1980-01-01 | 1980-01-01 | JEA | 56598.0976 | 155.678
LS-001672 | 5512 PALMETTO INLET E | 15047 | East Grid | Duval | 1978-03-08 | 1978-03-08 | JEA | 49742.0137 | 149.6674
LS-001673 | 11182 PANTHER CREEK PY | 12485 | West Grid | Duval | 2003-10-21 | 2003-10-21 | JEA | 138118.5981 | 480.7499
LS-001674 | 37090 PARADISE COMMONS | 14082 | Nassau Grid | Nassau | 2001-04-06 | 2001-04-06 | FPL | 36732.4698 | 325.9244
LS-001683 | 4815 PARK ST | 21446 | West Grid | Duval | 2005-06-03 | 2005-06-03 | JEA | 19103.5033 | 198.8517
LS-001685 | 13437 PARKLAND RD | 16644 | West Grid | Duval | 2003-12-09 | 2003-12-09 | JEA | 275017.59 | 2730
LS-001686 | 8132 PARKRIDGE CR S | 37090 | East Grid | Duval | 1970-11-04 | 1970-11-04 | JEA | 2404.5707 | 52.6303
LS-001687 | 638 PARKVIEW DR | 1942 | West Grid | Duval | 1982-01-01 | 1982-01-01 | JEA | 18556.8752 | 395.2801
LS-001688 | 2450 PATSY ANNE DR | 1040 | East Grid | Duval | 2004-12-02 | 2004-12-02 | JEA | 4530.5188 | 37.1009
LS-001690 | 1124 PAWNEE PL | 1965 | St Johns Grid | Duval | 2000-01-24 | 2000-01-24 | JEA | 45368.086 | 174.9528
LS-001692 | 3826 PEBBLE BROOKE CR S | 31633 | West Grid | Clay | 2003-04-28 | 2003-04-28 | CLAY E | 0 | 0
LS-001694 | 14063 PECAN PARK RD | 13444 | North Grid | Duval | 2003-05-02 | 2003-05-02 | JEA | 2023.5516 | 122.3114
LS-001695 | 14201 PECAN PARK RD | 1234 | North Grid | Duval | 1991-04-17 | 1991-04-17 | JEA | 1636.097 | 340.6093
LS-001696 | 14300 PECAN PARK RD | 1237 | North Grid | Duval | 1999-11-26 | 1999-11-26 | JEA | 11183.9366 | 75.186
LS-001697 | 606 PECAN PARK RD | 2247 | North Grid | Duval | 2002-01-01 | 2002-01-01 | JEA | 11485.5668 | 78.5776
LS-001698 | 3475 PEELER RD | 20803 | East Grid | Duval | 1976-04-16 | 1976-04-16 | JEA | 30571.7047 | 166.9389
LS-001699 | 852 PEPPERVINE AV | 10570 | St Johns Grid | Duval | 2002-12-05 | 2002-12-05 | JEA | 16509.6601 | 173.7741
LS-001701 | 132 PEREGRINE CT | 1160 | East Grid | Duval | 1970-01-01 | 1970-01-01 | JEA | 25429.809 | 160.5849
LS-001703 | 8784 PERIMETER PARK BV | 1053 | South Grid | Duval | 1980-01-01 | 1980-01-01 | JEA | 29107.4803 | 240.7094
LS-001704 | 4815 WESCONETT | 1507 | West Grid | Duval | 1954-01-01 | 1954-01-01 | JEA | 19630.0807 | 57.5748
LS-001706 | 6295 PETTIFORD DR E | 1403 | North Grid | Duval | 1966-01-01 | 1966-01-01 | JEA | 10304.387 | 50.8112
LS-001709 | 10200 PHILIPS HY | 19842 | South Grid | Duval | 1991-02-07 | 1991-02-07 | JEA | 32131.8329 | 360.1103
LS-001713 | 3699 PHILIPS HY | 1474 | East Grid | Duval | 1954-01-01 | 1954-01-01 | JEA | 28366.3575 | 167.7848
LS-001714 | 3910 PHILIPS HY | 1897 | East Grid | Duval | 1990-01-01 | 1990-01-01 | JEA | 5882.9844 | 94.7034
LS-001750 | 6752 PHILIPS INDUSTRIAL BV E | 1066 | South Grid | Duval | 1990-01-01 | 1990-01-01 | JEA | 39156.4347 | 182.2415
LS-001753 | 2894 PHYLLIS ST | 1692 | West Grid | Duval | 1954-01-01 | 1954-01-01 | JEA | 26786.4518 | 76.2488
LS-001754 | 7605 PICKETT ST | 18568 | North Grid | Duval | 2005-07-13 | 2005-07-13 | JEA | 9499.2084 | 157.8732
LS-001755 | 1219 PICKETVILLE RD | 1497 | West Grid | Duval | 1980-01-01 | 1980-01-01 | JEA | 26576.7771 | 425.2985
LS-001764 | 9456 PICKWICK DR | 1430 | South Grid | Duval | 1980-01-01 | 1980-01-01 | JEA | 17643.4322 | 136.933
LS-001765 | 96158 PIEDMONT DR | 15042 | Nassau Grid | Nassau | 2003-07-29 | 2003-07-29 | FPL | 16923.143 | 353.6814
LS-001766 | 11003 PINE ACRES RD | 13448 | South Grid | Duval | 2004-04-22 | 2004-04-22 | JEA | 955.0328 | 43.2475
LS-001768 | 14094 PINE ISLAND DR | 1895 | East Grid | Duval | 1992-01-01 | 1992-01-01 | JEA | 19534.3612 | 137.3994
LS-001770 | 861 PINE MOSS DR | 1082 | North Grid | Duval | 2001-03-26 | 2001-03-26 | JEA | 9425.6459 | 79.7414
LS-001773 | 7616 PLANTATION BAY DR | 54612 | West Grid | Duval | 2007-01-17 | 2007-01-17 | JEA | 73286.9193 | 256.2347
LS-001775 | 4191 PLANTATION OAKS BV | 54611 | West Grid | Clay | 2005-07-24 | 2005-07-24 | CLAY E | 64923.4593 | 715.506
LS-001776 | 1826 PLANTATION OAKS DR | 1521 | South Grid | Duval | 1990-01-01 | 1990-01-01 | JEA | 28333.4605 | 406.0545
LS-001777 | 8201 PLAZA GATE LN | 15374 | South Grid | Duval | 1971-03-01 | 1971-03-01 | JEA | 41460.265 | 204.8985
LS-001778 | 10613 PLUM HOLLOW DR | 1654 | West Grid | Duval | 1989-01-01 | 1989-01-01 | JEA | 106990.8858 | 518.6875
LS-001779 | 6972 PLUM LAKE DR | 1511 | West Grid | Duval | 1988-01-01 | 1988-01-01 | JEA | 85767.1103 | 974.2626
LS-001780 | 3113 PLUM ST | 1994 | West Grid | Duval | 2010-07-14 | 2010-07-14 | JEA | 25177.2034 | 530.3646
LS-001783 | 79734 PLUMMERS CREEK DR | 91985 | Nassau Grid | Nassau | 2009-04-10 | 2009-04-10 | FPL | 41213.2798 | 446.173
LS-001784 | 4616 PLYMOUTH ST | 27537 | West Grid | Duval | 2004-01-15 | 2004-01-15 | JEA | 77190.344 | 493.6053
LS-001786 | 7825 POINT MEADOWS DR | 1842 | South Grid | Duval | 2000-05-19 | 2000-05-19 | JEA | 77845.921 | 394.4163
LS-001787 | 8032 POINT MEADOWS DR | 1613 | South Grid | Duval | 1998-10-28 | 1998-10-28 | JEA | 76668.4982 | 1481.2305
LS-001788 | 12621 POINT PARK DR | 1035 | East Grid | Duval | 1980-01-01 | 1980-01-01 | JEA | 20674.165 | 205.2278
LS-001789 | 5838 POMPANO DR | 19843 | East Grid | Duval | 1985-07-18 | 1985-07-18 | JEA | 279719.96 | 680
LS-001790 | 201 PONTE VEDRA BV | 54613 | St Johns Grid | St Johns | 2000-01-03 | 2000-01-03 | BEACHES E | 0 | 0
LS-001791 | 240-1 PONTE VEDRA BV | 371644 | St Johns Grid | St Johns | 2024-07-22 | 2024-07-22 | BEACHES E | 0 | 0
LS-001792 | 280A PONTE VEDRA BV | 54615 | St Johns Grid | St Johns | 2004-08-11 | 2004-08-11 | BEACHES E | 5654.9581 | 138.661
LS-001793 | 612 PONTE VEDRA BV | 38449 | St Johns Grid | St Johns | 1983-12-28 | 1983-12-28 | BEACHES E | 21753.9316 | 389.5647
LS-001794 | 651 PONTE VEDRA BV | 38177 | St Johns Grid | St Johns | 1981-12-08 | 1981-12-08 | BEACHES E | 22207.8677 | 342.9856
LS-001795 | 3034 PORT JACKSONVILLE PY | 52306 | North Grid | Duval | 2005-08-12 | 2005-08-12 | JEA | 21086.7221 | 316.0984
LS-001796 | 3774 PORT JACKSONVILLE PY | 52305 | North Grid | Duval | 2005-08-12 | 2005-08-12 | JEA | 3156.7492 | 98.7085
LS-001797 | 1527 PORTER LAKES DR | 28881 | North Grid | Duval | 2005-08-31 | 2005-08-31 | JEA | 29740.1674 | 250.3253
LS-001798 | 11221 PORTSIDE DR | 14725 | East Grid | Duval | 1963-06-20 | 1963-06-20 | JEA | 54845.6923 | 229.7398
LS-001799 | 4508 PORTSMOUTH AV | 2065 | North Grid | Duval | 1950-01-01 | 1950-01-01 | JEA | 9695.4648 | 41.0589
LS-001800 | 1888 POWELL PL | 1596 | West Grid | Duval | 2006-03-01 | 2006-03-01 | JEA | 61380.9888 | 182.4684
LS-001804 | 6513 POWERS AV | 54616 | South Grid | Duval | 2000-02-01 | 2000-02-01 | JEA | 1029.5163 | 324.2019
LS-001805 | 12250 PRAIRIE VIEW DR | 1199 | South Grid | Duval | 1982-01-01 | 1982-01-01 | JEA | 48370.9599 | 331.9778
LS-001806 | 7742 PRAVER DR E | 18247 | South Grid | Duval | 1960-01-07 | 1960-01-07 | JEA | 8639.8114 | 55.8046
LS-001807 | 1201 PRESIDENTS CT | 54617 | West Grid | Duval | 2001-12-17 | 2001-12-17 | JEA | 1901.9627 | 149.8159
LS-001810 | 183 PRINCE ALBERT AV | 72114 | St Johns Grid | Duval | 2007-04-02 | 2007-04-02 | JEA | 0 | 0
LS-001811 | 13383 PRINCESS KELLY DR | 81697 | East Grid | Duval | 2006-09-27 | 2006-09-27 | JEA | 5759.3709 | 59.077
LS-001812 | 13560 PRINCESS KELLY DR | 43601 | East Grid | Duval | 1991-09-09 | 1991-09-09 | JEA | 21667.4834 | 245.59
LS-001813 | 8331 PRINCETON SQUARE BV W | 18246 | South Grid | Duval | 1983-06-01 | 1983-06-01 | JEA | 733560.8693 | 1572.5332
LS-001814 | 4301 PERIMETER INDUSTRIAL PARK ROAD | 10575 | West Grid | Duval | 2001-10-26 | 2001-10-26 | JEA | 5903.3629 | 58.4944
LS-001816 | 5051 PROPELLER DR | 13445 | North Grid | Duval | 2000-06-01 | 2000-06-01 | JEA | 6839.2911 | 186.672
LS-001817 | 12321 PULASKI RD | 48754 | North Grid | Duval | 2004-04-01 | 2004-04-01 | JEA | 1233260.87 | 4790
LS-001818 | 579 PURCELL DR | 1500 | West Grid | Duval | 1991-05-21 | 1991-05-21 | JEA | 41307.0171 | 567.0109
LS-001819 | 42 PURITAN RD | 72111 | St Johns Grid | Duval | 2007-03-28 | 2007-03-28 | JEA | 17687.3284 | 121.0577
LS-001820 | 7998 QUAIL COVE LN | 1259 | West Grid | Duval | 1982-01-01 | 1982-01-01 | JEA | 95142.5419 | 650.8307
LS-001821 | 5148 QUAN DR | 1372 | West Grid | Duval | 1999-10-12 | 1999-10-12 | JEA | 43545.9511 | 220.5956
LS-001822 | 218 QUEEN VICTORIA AV | 72113 | St Johns Grid | Duval | 2007-04-02 | 2007-04-02 | JEA | 42804.4514 | 391.0433
LS-001823 | 225 QUEENS HARBOR BV N | 45553 | East Grid | Duval | 1991-09-09 | 1991-09-09 | JEA | 11085.8477 | 335.443
LS-001824 | 581 QUEENS HARBOR BV N | 45521 | East Grid | Duval | 1991-09-09 | 1991-09-09 | JEA | 193915.3159 | 455.5849
LS-001825 | 1145 QUEENS HARBOUR BV | 42961 | East Grid | Duval | 1991-09-09 | 1991-09-09 | JEA | 9578.6402 | 102.1722
LS-001826 | 1207 QUEENS ISLAND CT | 42321 | East Grid | Duval | 1995-11-13 | 1995-11-13 | JEA | 3807.832 | 227.7647
LS-001827 | 9174 RG SKINNER PY | 32897 | South Grid | Duval | 2005-01-24 | 2005-01-24 | JEA | 51945.7588 | 604.9699
LS-001828 | 10277 RABBIT RIDGE RD | 7043 | North Grid | Duval | 2001-11-14 | 2001-11-14 | JEA | 6134.185 | 48.3882
LS-001831 | 3880 RACE TRACK RD | 10241 | St Johns Grid | Duval | 2001-12-03 | 2001-12-03 | JEA | 6884.0843 | 207.7545
LS-001838 | 6800 RAMONA BV | 47442 | West Grid | Duval | 2007-11-29 | 2007-11-29 | JEA | 28313.0226 | 215.9227
LS-001840 | 7265 RAMPART RD | 54619 | West Grid | Duval | 1999-09-17 | 1999-09-17 | JEA | 26634.5187 | 336.5805
LS-001841 | 7752 RAMPART RD | 1791 | West Grid | Duval | 2010-01-20 | 2010-01-20 | JEA | 10281.7941 | 176.9358
LS-001845 | 4901 RATHBONE DR | 1726 | South Grid | Duval | 1974-06-07 | 1974-06-07 | JEA | 35870.9549 | 100.7423
LS-001846 | 1820 RAY GREEN DR | 1877 | North Grid | Duval | 1980-01-01 | 1980-01-01 | JEA | 176481.5065 | 1132.645
LS-001847 | 13399 LONG CYPRESS TR | 1571 | South Grid | Duval | 1982-01-01 | 1982-01-01 | JEA | 37410.2043 | 477.1
LS-001849 | 1576 REDBIRD CREEK DR | 1783 | West Grid | Duval | 1999-02-22 | 1999-02-22 | JEA | 40409.481 | 348.1625
LS-001850 | 4941 REDSTONE DR | 54620 | West Grid | Duval | 1977-12-22 | 1977-12-22 | JEA | 159882.9995 | 494.1947
LS-001851 | 8614 REEDY BRANCH DR | 2026 | South Grid | Duval | 1998-04-20 | 1998-04-20 | JEA | 50169.9149 | 2221.0143
LS-001853 | 9484 REGENCY SQUARE BV | 1074 | East Grid | Duval | 1992-08-18 | 1992-08-18 | JEA | 16216.088 | 72.9716
LS-001854 | 9525 REGENCY SQUARE BV N | 1922 | East Grid | Duval | 1997-04-17 | 1997-04-17 | JEA | 33016.6411 | 193.3773
LS-001856 | 3852 REGENT BV | 1873 | East Grid | Duval | 1970-01-01 | 1970-01-01 | JEA | 8024.0271 | 177.004
LS-001857 | 11452 RENNEE DR W | 1915 | North Grid | Duval | 1980-01-01 | 1980-01-01 | JEA | 381255.87 | 1200
LS-001858 | 6451 RESTLAWN DR | 1675 | North Grid | Duval | 2000-07-12 | 2000-07-12 | JEA | 23640.6149 | 275.974
LS-001860 | 6831 RHODE ISLAND DR E | 54621 | North Grid | Duval | 2008-03-12 | 2008-03-12 | JEA | 6523.312 | 73.5154
LS-001861 | 7211 RHODE ISLAND DR E | 1365 | North Grid | Duval | 1950-01-01 | 1950-01-01 | JEA | 20453.1102 | 57.4657
LS-001862 | 6910 RHODE ISLAND DR W | 55121 | North Grid | Duval | 1995-01-01 | 1995-01-01 | JEA | 11773.9087 | 73.6565
LS-001863 | 6801 RHONE DR | 1674 | North Grid | Duval | 1977-01-01 | 1977-01-01 | JEA | 198759.441 | 1170
LS-001867 | 4903 RICHARD ST | 1041 | East Grid | Duval | 1954-01-01 | 1954-01-01 | JEA | 23249.8443 | 153.0113
LS-001870 | 7443 RICHARDSON RD | 1364 | North Grid | Duval | 1970-09-06 | 1970-09-06 | JEA | 398.7316 | 99.9414
LS-001871 | 12507 RICHFIELD BV | 10569 | North Grid | Duval | 2002-07-23 | 2002-07-23 | JEA | 234855.2269 | 378.6295
LS-001872 | 3989 RICHMOND PARK E | 1844 | East Grid | Duval | 1982-01-01 | 1982-01-01 | JEA | 149820.7903 | 478.5419
LS-001874 | 5115 RICKER RD | 16649 | West Grid | Duval | 1991-04-09 | 1991-04-09 | JEA | 10000.6156 | 383.7117
LS-001877 | 6226 RICKER RD | 25297 | West Grid | Duval | 1987-02-01 | 1987-02-01 | JEA | 34036.4463 | 291.8606
LS-001878 | 7500 RICKER RD | 8005 | West Grid | Duval | 2001-02-15 | 2001-02-15 | JEA | 3180.5082 | 148.5548
LS-001880 | 3282 RIDGE GLEN DR | 1839 | South Grid | Duval | 1980-01-01 | 1980-01-01 | JEA | 27279.2746 | 388.3398
LS-001881 | 6950 RIDGEVIEW AV | 3526 | West Grid | Duval | 2001-11-06 | 2001-11-06 | JEA | 27736.9169 | 785.615
LS-001883 | 3763 RINGNECK DR | 72130 | North Grid | Duval | 2006-04-12 | 2006-04-12 | JEA | 15340.4421 | 98.4632
LS-001885 | 65096 RIVER GLEN PY | 72170 | Nassau Grid | Nassau | 2007-04-12 | 2007-04-12 | FPL | 42651.5927 | 183.375
LS-001887 | 1018 RIVER RUN BV | 72148 | St Johns Grid | St Johns | 2007-07-11 | 2007-07-11 | FPL | 165602.06 | 1140
LS-001888 | 425 RIVER RUN BV | 72149 | St Johns Grid | St Johns | 2007-07-11 | 2007-07-11 | FPL | 22874.9481 | 257.9156
LS-001889 | 4544 RIVER TRAIL RD | 15683 | East Grid | Duval | 1978-03-15 | 1978-03-15 | JEA | 42168.6479 | 246.7156
LS-001891 | 1737 RIVERGATE TL | 1122 | South Grid | Duval | 1980-01-01 | 1980-01-01 | JEA | 25938.2995 | 264.8086
LS-001893 | 11291 RIVERSTONE WY | 52930 | North Grid | Duval | 2007-03-13 | 2007-03-13 | JEA | 63006.9307 | 578.3219
LS-001894 | 13862 RIVERVIEW DR | 43924 | East Grid | Duval | 2007-12-12 | 2007-12-12 | JEA | 52002.1968 | 174.3243
LS-001896 | 86322 RIVERWOOD DR | 12495 | Nassau Grid | Nassau | 1999-09-28 | 1999-09-28 | FPL | 33522.7631 | 395.4104
LS-001897 | 4728 ROANOKE BV | 15366 | North Grid | Duval | 2005-02-04 | 2005-02-04 | JEA | 297419.85 | 1400
LS-001899 | 11355 ROBERT MASTERS BV | 29845 | North Grid | Duval | 2002-11-01 | 2002-11-01 | JEA | 94017.4045 | 1021.896
LS-001901 | 5104 ROBERT SCOTT DR S | 2053 | East Grid | Duval | 1993-06-25 | 1993-06-25 | JEA | 84271.5997 | 327.4299
LS-001903 | 687 ROBERTS RD | 21772 | St Johns Grid | St Johns | 1995-08-02 | 1995-08-02 | FPL | 9024.5718 | 72.1556
LS-001904 | 2523 ROCROC LN | 1813 | West Grid | Duval | 1980-01-01 | 1980-01-01 | JEA | 11089.594 | 70.7787
LS-001905 | 1807 ROGERO RD | 31345 | East Grid | Duval | 1991-04-22 | 1991-04-22 | JEA | 5677.0496 | 90.8664
LS-001906 | 2037, 2037 ROGERO RD ROG | 30980 | East Grid | Duval | 1985-10-04 | 1985-10-04 | JEA | 802.5737 | 190.2968
LS-001907 | 2459 ROLAC RD | 1834 | East Grid | Duval | 1996-01-01 | 1996-01-01 | JEA | 10442.0072 | 158.6115
LS-001909 | 11300 ROLLING RIVER BV | 1770 | North Grid | Duval | 1999-10-12 | 1999-10-12 | JEA | 55792.9302 | 208.0046
LS-001914 | 6331 ROOSEVELT BV | 14401 | West Grid | Duval | 2004-05-20 | 2004-05-20 | JEA | 6111.8134 | 154.2217
LS-001919 | 87613 ROSES BLUFF RD | 72150 | Nassau Grid | Nassau | 2006-03-24 | 2006-03-24 | FPL | 12817.4787 | 218.1133
LS-001921 | 4811 ROSSIE LN | 1790 | West Grid | Duval | 1970-01-01 | 1970-01-01 | JEA | 728.8849 | 20.3496
LS-001922 | 2138 ROTHBURY DR | 1949 | West Grid | Duval | 1989-01-01 | 1989-01-01 | JEA | 87170.8141 | 369.7573
LS-001923 | 5867 ROUND TABLE RD | 52918 | West Grid | Duval | 2007-02-16 | 2007-02-16 | JEA | 41252.6338 | 274.8959
LS-001926 | 1309 ROXIE ST | 6406 | East Grid | Duval | 2001-05-10 | 2001-05-10 | JEA | 14067.6515 | 323.7222
LS-001927 | 2269 ROYAL FERN LN S | 1380 | South Grid | Duval | 1980-01-01 | 1980-01-01 | JEA | 15901.7173 | 317.669
LS-001929 | 1350 RUNNING RIVER RD | 1161 | East Grid | Duval | 1980-01-01 | 1980-01-01 | JEA | 9546.3391 | 151.3387
LS-001930 | 12291 RUNNING RIVER RD S | 1702 | East Grid | Duval | 1987-12-30 | 1987-12-30 | JEA | 30371.9738 | 297.1907
LS-001931 | 1757 RUSH CREEK DR W | 1892 | East Grid | Duval | 2005-02-24 | 2005-02-24 | JEA | 40895.1865 | 282.8284
LS-001933 | 1531 RYAR RD | 1389 | East Grid | Duval | 1992-01-01 | 1992-01-01 | JEA | 382726.39 | 1750
LS-001934 | 8245 SABAL OAKS LN | 1065 | South Grid | Duval | 1980-01-01 | 1980-01-01 | JEA | 24259.4816 | 265.393
LS-001935 | 2748 SAFESHELTER DR W | 15044 | East Grid | Duval | 1986-05-30 | 1986-05-30 | JEA | 72473.1835 | 195.5677
LS-001936 | 6132 SAGE WILLOW WY | 53218 | West Grid | Duval | 2007-01-01 | 2007-01-01 | JEA | 7348.2839 | 227.0999
LS-001938 | 3650 SALISBURY RD | 1302 | South Grid | Duval | 1989-01-01 | 1989-01-01 | JEA | 16818.3753 | 25.8404
LS-001941 | 6903 SALISBURY RD | 1045 | South Grid | Duval | 1980-01-01 | 1980-01-01 | JEA | 123113.5067 | 502.782
LS-001947 | 11400 SAM CARUSO WY | 72126 | West Grid | Duval | 2007-06-25 | 2007-06-25 | JEA | 52534.3236 | 554.9119
LS-001948 | 2710 SAM HARDWICK BV | 1866 | East Grid | Duval | 1980-01-01 | 1980-01-01 | JEA | 50749.0247 | 211.9891
LS-001950 | 4241 SAN CLERC | 207526 | South Grid | Duval | 1987-03-10 | 1987-03-10 | JEA | 37318.4708 | 178.6549
LS-001951 | 2731 SAN FERNANDO RD | 17295 | South Grid | Duval | 1993-06-15 | 1993-06-15 | JEA | 89225.3674 | 237.4
LS-001952 | 7017 7019 SAN FERNANDO PL | 17293 | South Grid | Duval | 1991-04-22 | 1991-04-22 | JEA | 88308.0134 | 235.1303
LS-001957 | 10391 SAN JOSE BV | 1061 | South Grid | Duval | 1999-07-13 | 1999-07-13 | JEA | 14778.6067 | 172.1447
LS-001959 | 10859 SAN JOSE BV | 1318 | South Grid | Duval | 2013-06-26 | 2013-06-26 | JEA | 34333.1469 | 444.8078
LS-001961 | 11247 SAN JOSE BV | 1186 | South Grid | Duval | 1970-01-01 | 1970-01-01 | JEA | 42380.6598 | 183.847
LS-001963 | 11700 SAN JOSE BV | 1381 | South Grid | Duval | 1999-07-21 | 1999-07-21 | JEA | 37412.4805 | 197.2469
LS-001965 | 12200 SAN JOSE BV | 1124 | South Grid | Duval | 1982-01-01 | 1982-01-01 | JEA | 42091.0256 | 579.6938
LS-001973 | 5000 SAN JOSE BV | 1039 | East Grid | Duval | 2013-02-01 | 2013-02-01 | JEA | 10024.3252 | 353.5765
LS-001980 | 8520 SAN JOSE BV | 18562 | South Grid | Duval | 2003-12-05 | 2003-12-05 | JEA | 13800.1387 | 174.9632
LS-001985 | 9252 SAN JOSE BV | 1720 | South Grid | Duval | 1998-06-25 | 1998-06-25 | JEA | 68434.7402 | 1137.8258
LS-001986 | 9614 SAN JOSE BV | 1313 | South Grid | Duval | 1975-01-01 | 1975-01-01 | JEA | 18740.1439 | 248.1914
LS-001997 | 89 SAN JUAN BV | 37538 | St Johns Grid | St Johns | 2007-07-18 | 2007-07-18 | BEACHES E | 13983.6348 | 442.4083
LS-002001 | 1700 SAN PABLO RD S | 1294 | East Grid | Duval | 1998-02-05 | 1998-02-05 | JEA | 89497.0999 | 497.1237
LS-002002 | 2197 SAN PABLO RD S | 1762 | East Grid | Duval | 2005-03-16 | 2005-03-16 | JEA | 118226.7091 | 560.0819
LS-002003 | 2702 SAN PABLO RD S | 1090 | East Grid | Duval | 1980-01-01 | 1980-01-01 | JEA | 61878.4813 | 246.8457
LS-002004 | 3098 SAN PABLO RD S | 1471 | East Grid | Duval | 1980-01-01 | 1980-01-01 | JEA | 11132.433 | 32.7056
LS-002005 | 3300 SAN PABLO RD S | 1923 | East Grid | Duval | 1980-01-01 | 1980-01-01 | JEA | 13049.2269 | 330.7007
LS-002006 | 4467 SAN PABLO RD S | 21764 | East Grid | Duval | 1997-05-26 | 1997-05-26 | JEA | 17959.5265 | 207.7317
LS-002007 | 4950 SAN PABLO RD S | 1057 | East Grid | Duval | 1996-01-01 | 1996-01-01 | JEA | 68750.9709 | 1061
LS-002008 | 7 SAND CASTLE DR | 38145 | St Johns Grid | St Johns | 2007-07-27 | 2007-07-27 | BEACHES E | 6157.7982 | 44.3993
LS-002009 | 1767 SANDALWOOD BV | 1203 | East Grid | Duval | 1975-01-01 | 1975-01-01 | JEA | 182891.8057 | 862.8209
LS-002010 | 3446 SANDBURG RD | 1140 | East Grid | Duval | 1970-01-01 | 1970-01-01 | JEA | 26117.8958 | 79.4585
LS-002011 | 6500 SANDLERS PRESERVE DR | 54624 | West Grid | Duval | 2004-07-31 | 2004-07-31 | JEA | 8647.8645 | 66.9302
LS-002012 | 8808 SANDUSKY AV S | 1583 | East Grid | Duval | 1970-01-01 | 1970-01-01 | JEA | 90974.3608 | 290.076
LS-002013 | 130 SANDY CREEK PY | 54623 | St Johns Grid | St Johns | 2007-01-25 | 2007-01-25 | FPL | 0 | 0
LS-002014 | 3824 SANDY SHORES DR | 17603 | East Grid | Duval | 1983-10-19 | 1983-10-19 | JEA | 1691.2265 | 382.2062
LS-002015 | 5060 SANIBEL DR | 1508 | West Grid | Duval | 1980-01-01 | 1980-01-01 | JEA | 4811.2581 | 36.9389
LS-002016 | 2987 SANS PAREIL ST | 1335 | East Grid | Duval | 1970-01-01 | 1970-01-01 | JEA | 13988.8235 | 252.4674
LS-002018 | 4355 SAVANNAH AV | 1558 | West Grid | Duval | 1950-01-01 | 1950-01-01 | JEA | 4967.5008 | 15.408
LS-002019 | 10901 SAWTOOTH OAK CT | 10561 | North Grid | Duval | 2002-09-11 | 2002-09-11 | JEA | 7281.3472 | 59.4455
LS-002020 | 13745 SAXON LAKE DR | 10567 | East Grid | Duval | 2002-10-08 | 2002-10-08 | JEA | 8866.9201 | 26.2159
LS-002022 | 2620 SCOTT MILL DR S | 1721 | South Grid | Duval | 1980-01-01 | 1980-01-01 | JEA | 3059.2406 | 302.5744
LS-002024 | 9967 SCOTT MILL RD | 1433 | South Grid | Duval | 1970-01-01 | 1970-01-01 | JEA | 18611.5322 | 165.5084
LS-002025 | 8850 SCOTT WOODS DR W | 1283 | North Grid | Duval | 1970-01-01 | 1970-01-01 | JEA | 8279.9984 | 93.207
LS-002026 | 20 SEA WIND DR | 37185 | St Johns Grid | St Johns | 1996-05-14 | 1996-05-14 | BEACHES E | 16853.3066 | 141.1709
LS-002028 | 1009 SEBA ST | 1291 | West Grid | Duval | 1950-01-01 | 1950-01-01 | JEA | 19686.1273 | 41.5852
LS-002030 | 7263 SECRET WOOD TL | 1838 | South Grid | Duval | 1980-01-01 | 1980-01-01 | JEA | 76118.4269 | 173.7003
LS-002031 | 11381 SECRETARIAT LN W | 1913 | North Grid | Duval | 1990-12-05 | 1990-12-05 | JEA | 7912.1197 | 89.1103
LS-002032 | 2337 SEGOVIA AV | 17605 | South Grid | Duval | 1989-06-07 | 1989-06-07 | JEA | 37866.8728 | 139.23
LS-002033 | 1103 SEMINOLE AV | 1100 | West Grid | Duval | 1970-01-01 | 1970-01-01 | JEA | 5794.2737 | 175.113
LS-002034 | 2691 SENECA DR | 36131 | St Johns Grid | Duval | 1990-01-29 | 1990-01-29 | JEA | 13114.5599 | 74.7157
LS-002035 | 13842 SEVEN PINES DR | 1763 | East Grid | Duval | 1966-01-01 | 1966-01-01 | JEA | 12119.8002 | 41.466
LS-002040 | 330 SHAMROCK AV S | 1935 | North Grid | Duval | 1982-01-01 | 1982-01-01 | JEA | 129789.3877 | 373.122
LS-002041 | 7310 SHARBETH DR S | 15681 | West Grid | Duval | 2013-03-27 | 2013-03-27 | JEA | 118590.7988 | 308.9154
LS-002043 | 3667 SHAWNEE SHORES DR | 18242 | East Grid | Duval | 1989-10-02 | 1989-10-02 | JEA | 43376.3927 | 241.7157
LS-002044 | 2410 SHELBY CREEK RD | 1246 | West Grid | Duval | 1980-01-01 | 1980-01-01 | JEA | 49092.6061 | 343.9787
LS-002047 | 2280 SHEPARD ST | 29521 | East Grid | Duval | 1983-05-23 | 1983-05-23 | JEA | 6398.5887 | 164.2234
LS-002048 | 4672 SHERMAN HILLS PY | 48097 | West Grid | Duval | 2003-10-01 | 2003-10-01 | JEA | 14898.8362 | 208.9066
LS-002049 | 172 SHETLAND DR | 72109 | St Johns Grid | Duval | 2007-03-28 | 2007-03-28 | JEA | 103848.9207 | 484.3428
LS-002051 | 4695 SHILOH MILL BV | 11841 | South Grid | Duval | 2001-01-01 | 2001-01-01 | JEA | 83024.7283 | 222.0127
LS-002052 | 5490 SHINDLER DR | 1104 | West Grid | Duval | 1982-01-01 | 1982-01-01 | JEA | 3294.5004 | 165.7564
LS-002053 | 6915 SHINDLER DR | 1563 | West Grid | Duval | 1988-01-01 | 1988-01-01 | JEA | 33638.6281 | 317.576
LS-002054 | 7520 SHINDLER DR | 1115 | West Grid | Duval | 1995-01-01 | 1995-01-01 | JEA | 14838.7583 | 90.6911
LS-002056 | 1161 SHIPWATCH DR E | 45201 | East Grid | Duval | 1991-09-09 | 1991-09-09 | JEA | 8081.0917 | 74.5782
LS-002057 | 673 SHIPWATCH DR E | 44241 | East Grid | Duval | 1991-09-09 | 1991-09-09 | JEA | 39287.8824 | 157.0239
LS-002058 | 791 SHIPWATCH DR E | 44881 | East Grid | Duval | 1991-09-09 | 1991-09-09 | JEA | 26811.1745 | 131.8902
LS-002061 | 9344 SIBBALD RD | 2064 | North Grid | Duval | 1980-01-01 | 1980-01-01 | JEA | 12083.2098 | 42.2306
LS-002062 | 8555 SIBBALD RD | 1774 | North Grid | Duval | 2000-02-23 | 2000-02-23 | JEA | 745.2828 | 212.207
LS-002063 | 8059 SIERRA GARDENS DR | 54657 | West Grid | Duval | 2005-01-03 | 2005-01-03 | JEA | 6632.4697 | 118.8778
LS-002064 | 14038 Outback Dr | 72131 | North Grid | Duval | 2006-10-27 | 2006-10-27 | JEA | 5675.039 | 136.2485
LS-002071 | 10900 SKYLARK DR | 10564 | South Grid | Duval | 2002-02-25 | 2002-02-25 | JEA | 20120.9746 | 128.4845
LS-002072 | 11078 SKYLARK DR | 1728 | South Grid | Duval | 1980-01-01 | 1980-01-01 | JEA | 47220.0378 | 208.9504
LS-002075 | 4302 SLEIMAN PY | 1051 | South Grid | Duval | 1999-07-14 | 1999-07-14 | JEA | 18715.6173 | 366.848
LS-002076 | 2057 SMITH POINT DR | 52949 | North Grid | Duval | 2006-10-27 | 2006-10-27 | JEA | 5644.1081 | 67.5012
LS-002077 | 2301 SMULLIAN TL S | 17927 | South Grid | Duval | 1957-12-24 | 1957-12-24 | JEA | 18900.2094 | 79.0079
LS-002084 | 255 SOUTH HAMPTON CLUB WY | 27569 | St Johns Grid | St Johns | 2000-05-31 | 2000-05-31 | FPL | 44910.4121 | 299.2043
LS-002085 | 375 SOUTH HAMPTON CLUB WY | 54664 | St Johns Grid | St Johns | 2004-01-27 | 2004-01-27 | FPL | 25454.8772 | 150.536
LS-002087 | 501 SOUTH SEA LAKE LN | 54665 | St Johns Grid | St Johns | 2002-06-19 | 2002-06-19 | BEACHES E | 10608.2297 | 244.5284
LS-002088 | 9586 SOUTHBROOK DR | 1047 | South Grid | Duval | 1980-01-01 | 1980-01-01 | JEA | 7577.1474 | 90.647
LS-002089 | 9601 SOUTHBROOK DR | 1424 | South Grid | Duval | 1980-01-01 | 1980-01-01 | JEA | 86911.4723 | 450.9362
LS-002091 | 921 SOUTHERN CREEK DR | 13122 | St Johns Grid | Duval | 2004-09-13 | 2004-09-13 | JEA | 122004.3341 | 792.231
LS-002092 | 110 SOUTHERN GROVE DR | 25601 | St Johns Grid | Duval | 1995-11-01 | 1995-11-01 | JEA | 26690.3097 | 91.4355
LS-002096 | 5900 SOUTHPOINT PY | 1711 | South Grid | Duval | 1980-01-01 | 1980-01-01 | JEA | 65709.0432 | 459.677
LS-002098 | 10300 SOUTHSIDE BV | 19213 | South Grid | Duval | 1990-10-16 | 1990-10-16 | JEA | 39080.4814 | 109.2878
LS-002103 | 8500 AC SKINNER PY | 2013 | South Grid | Duval | 1983-01-01 | 1983-01-01 | JEA | 21190.5812 | 321.8033
LS-002104 | 7133 SOUTHSIDE BV | 1717 | South Grid | Duval | 1986-11-18 | 1986-11-18 | JEA | 1037962.86 | 3150
LS-002105 | 7587 SOUTHSIDE BV | 54689 | South Grid | Duval | 1980-01-01 | 1980-01-01 | JEA | 3763.9976 | 199.0318
LS-002107 | 7932-2 SOUTHSIDE BV | 17923 | South Grid | Duval | 1982-10-19 | 1982-10-19 | JEA | 36531.1263 | 213.1011
LS-002108 | 7992 SOUTHSIDE BV | 18243 | South Grid | Duval | 1984-01-25 | 1984-01-25 | JEA | 11067.4958 | 254.4488
LS-002111 | 9000 SOUTHSIDE BV | 19212 | South Grid | Duval | 1990-08-23 | 1990-08-23 | JEA | 87977.5304 | 419.2533
LS-002112 | 9041 SOUTHSIDE BV | 1322 | South Grid | Duval | 1980-01-01 | 1980-01-01 | JEA | 320536.73 | 900
LS-002115 | 504 SPARROW BRANCH CR | 1519 | St Johns Grid | Duval | 2000-03-15 | 2000-03-15 | JEA | 67483.6069 | 365.5875
LS-002119 | 11651 SPRING BOARD DR | 52905 | North Grid | Duval | 2007-05-07 | 2007-05-07 | JEA | 14934.3901 | 161.1013
LS-002129 | 3924 SPRING PARK RD | 54690 | East Grid | Duval | 2008-10-14 | 2008-10-14 | JEA | 43402.1886 | 485.159
LS-002131 | 4511 SPRING PARK RD | 1227 | East Grid | Duval | 2008-10-14 | 2008-10-14 | JEA | 1462275.19 | 6000
LS-002133 | 8431 SPRINGTREE RD | 1542 | West Grid | Duval | 1996-01-01 | 1996-01-01 | JEA | 232623.18 | 2050
LS-002134 | 3142 SR 13 | 72147 | St Johns Grid | St Johns | 2001-02-01 | 2001-02-01 | FPL | 4013.7245 | 116.1638
LS-002137 | 450 SR 13 N | 41713 | St Johns Grid | Duval | 1999-09-16 | 1999-09-16 | JEA | 37772.608 | 483.5456
LS-002139 | 464004 State Rd 200 | 52290 | Nassau Grid | Nassau | 2003-12-15 | 2003-12-15 | FPL | 9205.0337 | 289.3444
LS-002142 | 2597 SR 9 | 30543 | Nassau Grid | Nassau | 2004-05-25 | 2004-05-25 | FPL | 13521.1791 | 119.3193
LS-002143 | 5367 SR 9 | 52291 | Nassau Grid | Nassau | 2004-05-25 | 2004-05-25 | FPL | 248.3713 | 54.1013
LS-002144 | 5400 SR 9 | 52292 | Nassau Grid | Nassau | 2008-01-28 | 2008-01-28 | FPL | 111.1727 | 13.9419
LS-002149 | 463785 SR 200 | 47138 | Nassau Grid | Nassau | 2005-12-01 | 2005-12-01 | FPL | 32626.8147 | 535.5395
LS-002152 | 4572 SR 200 | 33217 | Nassau Grid | Nassau | 1997-03-28 | 1997-03-28 | FPL | 15056.377 | 373.6727
LS-002153 | 10680 ST AUGUSTINE RD | 1316 | South Grid | Duval | 1985-01-01 | 1985-01-01 | JEA | 24533.0528 | 131.993
LS-002154 | 11220 ST AUGUSTINE RD | 1619 | South Grid | Duval | 1980-01-01 | 1980-01-01 | JEA | 227753.39 | 2400
LS-002157 | 12001 ST AUGUSTINE RD | 1447 | South Grid | Duval | 1970-01-01 | 1970-01-01 | JEA | 2601.3537 | 230.7278
LS-002158 | 5805 ST AUGUSTINE RD | 1169 | East Grid | Duval | 1996-01-01 | 1996-01-01 | JEA | 24339.1805 | 188.3488
LS-002177 | 190 ST JOHNS FOREST BV | 14723 | St Johns Grid | Duval | 2004-10-14 | 2004-10-14 | JEA | 45981.2549 | 312.1635
LS-002178 | 392 ST JOHNS FOREST BV | 54692 | St Johns Grid | Duval | 2006-09-16 | 2006-09-16 | JEA | 36343.0794 | 185.2341
LS-002180 | 311 ST JOHNS GOLF DR | 54691 | St Johns Grid | St Johns | 2000-10-27 | 2000-10-27 | FPL | 21457.3144 | 98.6196
LS-002183 | 11604 ST JOSEPH RD | 1572 | South Grid | Duval | 1950-01-01 | 1950-01-01 | JEA | 47988.5463 | 228.7662
LS-002185 | 85001 ST THOMAS BV | 51601 | Nassau Grid | Nassau | 1992-03-19 | 1992-03-19 | FPL | 14958.0279 | 183.7181
LS-002186 | 2084 ST JOHNS PY | 46161 | St Johns Grid | Duval | 2007-02-20 | 2007-02-20 | JEA | 233396.3488 | 1842.0935
LS-002187 | 14463 STACEY RD | 21767 | East Grid | Duval | 2006-02-23 | 2006-02-23 | JEA | 61808.0768 | 168.4737
LS-002188 | 14618 STACEY RD | 22721 | East Grid | Duval | 2006-03-07 | 2006-03-07 | JEA | 3549.1423 | 24.3419
LS-002189 | 718 STANDISH PL | 1156 | North Grid | Duval | 1997-06-09 | 1997-06-09 | JEA | 1705608.6 | 18500
LS-002190 | 5621 STANFORD RD | 1299 | East Grid | Duval | 1950-01-01 | 1950-01-01 | JEA | 461211.98 | 1260
LS-002191 | 10653 STANTON HILLS DR | 28545 | West Grid | Duval | 2005-07-14 | 2005-07-14 | JEA | 27714.065 | 221.0067
LS-002192 | 2722 STARDUST CT | 24369 | East Grid | Duval | 1990-05-30 | 1990-05-30 | JEA | 290120.9817 | 618.6771
LS-002195 | 2951 STARRATT RD | 30659 | North Grid | Duval | 2006-03-28 | 2006-03-28 | JEA | 1251.749 | 29.6258
LS-002197 | 900 STARRATT RD | 2060 | North Grid | Duval | 1997-07-21 | 1997-07-21 | JEA | 11634.5139 | 210.0686
LS-002199 | 4403 STEAMBOAT SPRINGS DR E | 10894 | West Grid | Duval | 2002-12-18 | 2002-12-18 | JEA | 3932.104 | 97.1575
LS-002200 | 5115 STEPP AV | 2004 | South Grid | Duval | 1970-01-01 | 1970-01-01 | JEA | 4219.2496 | 292.0184
LS-002203 | 3156 STONEBRIAR RIDGE RD | 54693 | West Grid | Clay | 2002-11-13 | 2002-11-13 | CLAY E | 66590.2041 | 338.9577
LS-002204 | 11866 STONEBRIDGE DR W | 1795 | South Grid | Duval | 1982-01-01 | 1982-01-01 | JEA | 66468.0374 | 314.0172
LS-002205 | 96263 Stoney Dr | 52242 | Nassau Grid | Nassau | 2007-04-03 | 2007-04-03 | FPL | 19261.588 | 152.3431
LS-002206 | 6101 STRAWFLOWER PL | 20170 | North Grid | Duval | 1957-01-01 | 1957-01-01 | JEA | 1435.3781 | 48.7572
LS-002215 | 4602 SUB CHASER CT | 49681 | West Grid | Duval | 2006-07-01 | 2006-07-01 | JEA | 1053.3297 | 76.7936
LS-002216 | 3737 SUDBURY DR | 1958 | West Grid | Duval | 1954-01-01 | 1954-01-01 | JEA | 14699.0849 | 42.8098
LS-002220 | 1029 SUEMAC RD | 10571 | West Grid | Duval | 2002-02-25 | 2002-02-25 | JEA | 17430.8388 | 284.9142
LS-002223 | 9237 SUGAR MEADOW TL | 19523 | South Grid | Duval | 2005-06-04 | 2005-06-04 | JEA | 25273.3601 | 282.5906
LS-002224 | 581 SUMMER BREEZE DR N | 10887 | North Grid | Duval | 2003-05-27 | 2003-05-27 | JEA | 31889.0268 | 211.2883
LS-002225 | 3751 SUMMERLIN LN | 52355 | East Grid | Duval | 2008-01-29 | 2008-01-29 | JEA | 71387.314 | 1298.3776
LS-002226 | 2471 SUMMER TREE RD | 1634 | East Grid | Duval | 1950-01-01 | 1950-01-01 | JEA | 55580.2065 | 337.5372
LS-002231 | 4083 SUNBEAM RD | 1059 | South Grid | Duval | 1985-01-01 | 1985-01-01 | JEA | 144421.0666 | 391.4672
LS-002232 | 4130 SUNBEAM RD | 2015 | South Grid | Duval | 1980-01-01 | 1980-01-01 | JEA | 7979.6531 | 310.2394
LS-002239 | 12510 SUNCHASE DR | 52914 | East Grid | Duval | 2006-05-17 | 2006-05-17 | JEA | 76719.5322 | 348.5933
LS-002240 | 11560 SUNKEN MEADOW CT | 2043 | North Grid | Duval | 1980-01-01 | 1980-01-01 | JEA | 25963.6899 | 205.0216
LS-002241 | 11874 SURF BIRD CR | 72171 | South Grid | Duval | 2005-10-05 | 2005-10-05 | JEA | 26274.4166 | 235.9857
LS-002242 | 1761 SUTTON LAKE BV | 1920 | East Grid | Duval | 1980-01-01 | 1980-01-01 | JEA | 103089.5465 | 707.3635
LS-002243 | 13825 SUTTON PARK DR | 1615 | East Grid | Duval | 1980-01-01 | 1980-01-01 | JEA | 696150.03 | 1700
LS-002244 | 5490 SWAMPFOX RD | 1650 | West Grid | Duval | 1981-01-01 | 1981-01-01 | JEA | 179814.9105 | 452.1916
LS-002245 | 7405 SWEET ROSE LN | 1512 | West Grid | Duval | 1987-01-01 | 1987-01-01 | JEA | 24941.0955 | 221.5262
LS-002247 | 2776 TACITO CREEK DR W | 1852 | South Grid | Duval | 1970-01-01 | 1970-01-01 | JEA | 45315.5307 | 220.6651
LS-002248 | 1896 TALBOT AV | 1552 | West Grid | Duval | 1977-01-01 | 1977-01-01 | JEA | 66201.5754 | 564.1526
LS-002252 | 1636 TALLEYRAND AV | 1276 | North Grid | Duval | 1966-01-01 | 1966-01-01 | JEA | 8275871.34 | 46000
LS-002254 | 2446 TALLEYRAND AV | 1530 | North Grid | Duval | 1950-01-01 | 1950-01-01 | JEA | 209196.65 | 800
LS-002255 | 5957 TAMPICO RD | 17925 | West Grid | Duval | 2009-07-01 | 2009-07-01 | JEA | 424532.38 | 1490
LS-002256 | 4071 TAR KILN RD | 1734 | South Grid | Duval | 1980-01-01 | 1980-01-01 | JEA | 2094.6197 | 133.1585
LS-002257 | 5582 TARA WOODS LN | 1559 | West Grid | Duval | 1979-01-01 | 1979-01-01 | JEA | 18197.8549 | 101.466
LS-002258 | 5006 TAYLOR CREEK DR | 1628 | South Grid | Duval | 2000-04-01 | 2000-04-01 | JEA | 36062.4418 | 269.0187
LS-002259 | 28 WEST TEAGUE BAY DR | 50001 | St Johns Grid | St Johns | 2007-07-31 | 2007-07-31 | FPL | 91436.04 | 257.6104
LS-002260 | 6084 TENNYSON DR | 1377 | West Grid | Duval | 1970-01-01 | 1970-01-01 | JEA | 47476.2776 | 201.8182
LS-002261 | 5316 TEQUESTA CT | 54695 | West Grid | Duval | 2008-03-13 | 2008-03-13 | JEA | 1850.9093 | 25.9767
LS-002262 | 6411 TERRY RD | 1271 | South Grid | Duval | 1980-01-01 | 1980-01-01 | JEA | 92722.3311 | 364.4818
LS-002266 | 1931 THE WOODS DR | 1827 | East Grid | Duval | 1950-01-01 | 1950-01-01 | JEA | 22050.434 | 63.2769
LS-002267 | 2233 THE WOODS DR | 1830 | East Grid | Duval | 1980-01-01 | 1980-01-01 | JEA | 29275.2593 | 172.6567
LS-002269 | 5265 THOROUGHBRED BV | 1724 | South Grid | Duval | 1985-01-01 | 1985-01-01 | JEA | 20226.5156 | 111.9357
LS-002270 | 8430 THREE CREEKS BV | 1807 | West Grid | Duval | 1980-01-01 | 1980-01-01 | JEA | 74866.6367 | 480.0183
LS-002271 | 125A TIDES EDGE PZ | 21447 | St Johns Grid | St Johns | 1988-08-01 | 1988-08-01 | FPL | 3805.3105 | 159.3367
LS-002272 | 76441 TIMBER CREEK BV | 33537 | Nassau Grid | Nassau | 2004-12-01 | 2004-12-01 | FPL | 0 | 0
LS-002275 | 9025 TIMBERLIN LAKE DR | 1195 | South Grid | Duval | 1999-07-15 | 1999-07-15 | JEA | 30912.2432 | 221.377
LS-002277 | 4881 TIMUQUANA RD | 1111 | West Grid | Duval | 1975-01-01 | 1975-01-01 | JEA | 1082895.4093 | 6444.5079
LS-002281 | 5565 TIMUQUANA RD | 1375 | West Grid | Duval | 1965-01-01 | 1965-01-01 | JEA | 45918.0635 | 484.0748
LS-002286 | 136 TOLLERTON AV | 52916 | St Johns Grid | Duval | 2007-02-20 | 2007-02-20 | JEA | 9162.5981 | 43.8759
LS-002287 | 6936 TONGA RD | 1581 | East Grid | Duval | 1970-01-01 | 1970-01-01 | JEA | 3454.8477 | 184.8052
LS-002288 | 1000 TORTOISE WY | 1746 | North Grid | Duval | 1980-01-01 | 1980-01-01 | JEA | 9739.6653 | 119.295
LS-002289 | 8362 TOUCHTON RD | 12806 | South Grid | Duval | 2003-06-18 | 2003-06-18 | JEA | 170669.5226 | 2375.2079
LS-002290 | 9803 TOUCHTON RD | 1426 | South Grid | Duval | 1982-01-01 | 1982-01-01 | JEA | 167690.7281 | 962.0741
LS-002291 | 4740 TOUCHTON RD E | 1612 | South Grid | Duval | 1982-01-01 | 1982-01-01 | JEA | 150685.5474 | 1051.5673
LS-002294 | 4522 TOWN CENTER PY | 29843 | South Grid | Duval | 2004-09-28 | 2004-09-28 | JEA | 462275.51 | 1500
LS-002295 | 3254 TOWNSEND BV | 377644 | East Grid | Duval | 2024-09-20 | 2024-09-20 | JEA | 404226.7943 | 700
LS-002296 | 5900 TOWNSEND RD | 26257 | West Grid | Duval | 1999-09-09 | 1999-09-09 | JEA | 108081.0185 | 356.4701
LS-002299 | 6210 TOWNSEND RD | 8961 | West Grid | Duval | 2003-04-01 | 2003-04-01 | JEA | 9273.3419 | 22.5738
LS-002301 | 6756 TOWNSEND RD | 8964 | West Grid | Duval | 2003-04-14 | 2003-04-14 | JEA | 17574.5762 | 115.1844
LS-002302 | 2456 TOWNSQUARE DR | 1582 | East Grid | Duval | 1980-01-01 | 1980-01-01 | JEA | 48946.0366 | 572.5284
LS-002305 | 7457 TRAILS END RD | 54697 | East Grid | Duval | 1997-06-02 | 1997-06-02 | JEA | 31764.7724 | 89.73
LS-002306 | 14695 TRANQUILITY CREEK DR | 10576 | North Grid | Duval | 2001-04-25 | 2001-04-25 | JEA | 23010.5135 | 167.5793
LS-002307 | 420 TRESCA RD | 1351 | East Grid | Duval | 1986-05-28 | 1986-05-28 | JEA | 403029.78 | 1930
LS-002308 | 13383 TROPIC EGRET DR | 1701 | East Grid | Duval | 1982-01-01 | 1982-01-01 | JEA | 544161.75 | 2560
LS-002311 | 199 TURTLE BAY LN | 21761 | St Johns Grid | St Johns | 1987-06-07 | 1987-06-07 | FPL | 38442.9868 | 117.5428
LS-002312 | 1219 TURTLE CREEK DR N | 1880 | North Grid | Duval | 1982-01-01 | 1982-01-01 | JEA | 24581.0762 | 154.9996
LS-002315 | 6121 TUSCONY CR E | 1671 | East Grid | Duval | 1970-01-01 | 1970-01-01 | JEA | 13331.641 | 92.7437
LS-002318 | 2235 TYSON LAKE DR | 9281 | West Grid | Duval | 2003-03-17 | 2003-03-17 | JEA | 167941.7949 | 762.6404
LS-002325 | 1829 UNIVERSITY BV N | 29825 | East Grid | Duval | 1968-11-01 | 1968-11-01 | JEA | 14122.4565 | 242.1053
LS-002331 | 3500 UNIVERSITY BLVD N | 54698 | East Grid | Duval | 1988-12-15 | 1988-12-15 | JEA | 10790.5759 | 64.1756
LS-002333 | 4449 UNIVERSITY BV N | 15364 | East Grid | Duval | 1972-10-27 | 1972-10-27 | JEA | 71132.9156 | 281.5956
LS-002336 | 905 UNIVERSITY BV N | 31361 | East Grid | Duval | 1971-06-16 | 1971-06-16 | JEA | 35488.7667 | 510.6935
LS-002341 | 3518 UNIVERSITY BV N | 29505 | East Grid | Duval | 1980-10-23 | 1980-10-23 | JEA | 4741.0073 | 116.9152
LS-002342 | 4085 UNIVERSITY BV N | 54699 | East Grid | Duval | 1991-10-01 | 1991-10-01 | JEA | 18311.989 | 140.9221
LS-002343 | 4598 UNIVERSITY BV N | 13121 | East Grid | Duval | 1988-08-05 | 1988-08-05 | JEA | 36627.0565 | 178.7012
LS-002347 | 2800 UNIVERSITY BV S | 1580 | East Grid | Duval | 1985-01-11 | 1985-01-11 | JEA | 37746.505 | 155.8014
LS-002350 | 3830 UNIVERSITY BV S | 1926 | East Grid | Duval | 1980-01-01 | 1980-01-01 | JEA | 68476.678 | 299.0597
LS-002352 | 3534 UNIVERSITY BV W | 15373 | South Grid | Duval | 1970-11-11 | 1970-11-11 | JEA | 16239.6085 | 47.6983
LS-002353 | 3737 UNIVERSITY BV W | 15691 | East Grid | Duval | 1972-07-21 | 1972-07-21 | JEA | 7441.8725 | 46.2013
LS-002354 | 5317 UNIVERSITY BV W | 1835 | East Grid | Duval | 1970-01-01 | 1970-01-01 | JEA | 60256.1458 | 356.0593
LS-002359 | 2045 UTAH AV | 2054 | East Grid | Duval | 1982-01-01 | 1982-01-01 | JEA | 3916588.26 | 28500
LS-002360 | 1958 VALLEY CROSSING DR | 1815 | West Grid | Duval | 1999-12-16 | 1999-12-16 | JEA | 6297.5153 | 27.4375
LS-002365 | 86014 VENETIAN AV | 54700 | Nassau Grid | Duval | 2006-11-16 | 2006-11-16 | FPL | 50352.3681 | 478.6325
LS-002368 | 14001 VEVERAS DR | 72124 | St Johns Grid | Duval | 2007-04-12 | 2007-04-12 | JEA | 23458.5233 | 366.3465
LS-002369 | 3431 VIA DE LA REINA | 16642 | South Grid | Duval | 1979-06-01 | 1979-06-01 | JEA | 28146.4477 | 108.1556
LS-002371 | 3534 VICTORIA LAKES DR | 10882 | North Grid | Duval | 2003-08-10 | 2003-08-10 | JEA | 66105.4369 | 317.1932
LS-002372 | 3176 VICTORIA PARK RD | 54702 | South Grid | Duval | 2008-03-13 | 2008-03-13 | JEA | 31823.5177 | 89.8882
LS-002373 | 7094 VIDA LN | 11842 | West Grid | Duval | 2003-12-23 | 2003-12-23 | JEA | 1442.4192 | 118.4371
LS-002374 | 138 VILLA SAVANO | 50641 | St Johns Grid | St Johns | 2007-11-14 | 2007-11-14 | FPL | 16037.2495 | 145.6999
LS-002375 | 155 VILLAGE GREEN AV | 23394 | St Johns Grid | Duval | 1996-05-14 | 1996-05-14 | JEA | 73930.9297 | 341.1003
LS-002376 | 6794 SANDLE DR | 107317 | North Grid | Duval | 2011-04-22 | 2011-04-22 | JEA | 45297.7034 | 543.4749
LS-002378 | 12512 WAGES WY E | 10885 | North Grid | Duval | 2002-05-01 | 2002-05-01 | JEA | 3153.4504 | 37.4132
LS-002379 | 667 WAKEVIEW DR | 54703 | West Grid | Clay | 2002-11-13 | 2002-11-13 | CLAY E | 53604.6357 | 266.4474
LS-002380 | 5004 WALCOTT AV | 1588 | North Grid | Duval | 1980-01-01 | 1980-01-01 | JEA | 28776.7695 | 125.4234
LS-002381 | 14951 WALDEN SPRINGS WY | 54704 | St Johns Grid | Duval | 2006-06-03 | 2006-06-03 | JEA | 42601.0866 | 399.4452
LS-002386 | 11955 WALLE DR | 1334 | East Grid | Duval | 1985-01-01 | 1985-01-01 | JEA | 29803.6554 | 99.6918
LS-002387 | 4269 WALNUT BEND N | 1184 | South Grid | Duval | 1985-01-01 | 1985-01-01 | JEA | 16162.2139 | 338.2015
LS-002391 | 600 WASHINGTON ST | 1167 | North Grid | Duval | 1980-01-01 | 1980-01-01 | JEA | 6925.3526 | 163.4999
LS-002392 | 12014 WATCH TOWER DR | 54705 | South Grid | Duval | 2004-09-10 | 2004-09-10 | JEA | 5792.0621 | 95.8509
LS-002393 | 10014 WATER MARK LN W | 12816 | South Grid | Duval | 2004-04-07 | 2004-04-07 | JEA | 12812.6902 | 124.5086
LS-002394 | 604 WATER ST | 1420 | North Grid | Duval | 1982-01-01 | 1982-01-01 | JEA | 437539.28 | 3500
LS-002397 | 5214 WATERSIDE DR | 1250 | West Grid | Duval | 1987-01-01 | 1987-01-01 | JEA | 4272.9999 | 20.6553
LS-002399 | 3758 WAYLAND ST | 54706 | East Grid | Duval | 1989-09-15 | 1989-09-15 | JEA | 65781.3633 | 141.0563
LS-002400 | 4174 WEATHERWOOD ESTATES DR | 1198 | South Grid | Duval | 1980-01-01 | 1980-01-01 | JEA | 17297.4773 | 209.4336
LS-002402 | 747 WELLHOUSE DR | 1243 | West Grid | Duval | 1996-01-01 | 1996-01-01 | JEA | 24475.5168 | 332.1611
LS-002403 | 10452 WELLINGTON SPRINGS WY | 1551 | West Grid | Duval | 1990-01-01 | 1990-01-01 | JEA | 5661.996 | 153.1551
LS-002407 | 6911 WEST VIRGINA AV | 1587 | North Grid | Duval | 1950-01-01 | 1950-01-01 | JEA | 11059.6585 | 178.5389
LS-002408 | 12561 WESTBERRY HIDEAWAY LN | 1663 | South Grid | Duval | 2000-03-22 | 2000-03-22 | JEA | 3806.6591 | 103.0159
LS-002410 | 8652 WESTERN LAKE DR | 19208 | South Grid | Duval | 1986-02-10 | 1986-02-10 | JEA | 79500 | 721.5237
LS-002413 | 8533 WESTERN WY | 18883 | South Grid | Duval | 1989-07-12 | 1989-07-12 | JEA | 34773.9682 | 404.6894
LS-002414 | 857 WESTGATE | 1502 | West Grid | Duval | 1950-01-01 | 1950-01-01 | JEA | 74006.1308 | 233.4964
LS-002416 | 7615 PRITCHARD | 1495 | West Grid | Duval | 1980-01-01 | 1980-01-01 | JEA | 426181.48 | 1600
LS-002419 | 4801 WHEELER AV | 21445 | West Grid | Duval | 2006-08-29 | 2006-08-29 | JEA | 37194.2291 | 334.1135
LS-002421 | 1014 WHIRLAWAY CR ST | 1937 | North Grid | Duval | 1999-08-23 | 1999-08-23 | JEA | 13574.3259 | 152.4926
LS-002422 | 10300 WHISPERING FOREST DR | 1853 | South Grid | Duval | 1985-01-01 | 1985-01-01 | JEA | 83923.5898 | 326.1779
LS-002423 | 6267 WHISPERING OAKS DR N | 1669 | East Grid | Duval | 1950-01-01 | 1950-01-01 | JEA | 9007.5495 | 106.5095
LS-002424 | 2454 WHISPERING WOOD BV | 1451 | East Grid | Duval | 1954-01-01 | 1954-01-01 | JEA | 12100.3852 | 169.2576
LS-002425 | 12474 WHITE FEATHER DR | 2246 | East Grid | Duval | 2001-06-12 | 2001-06-12 | JEA | 14070.1217 | 155.2838
LS-002426 | 95318 WILD CHERRY DR | 72100 | Nassau Grid | Nassau | 2006-10-13 | 2006-10-13 | FPL | 17545.5843 | 262.2734
LS-002427 | 1054 WILDERLAND DR | 1832 | East Grid | Duval | 1987-10-20 | 1987-10-20 | JEA | 32841.804 | 101.0984
LS-002431 | 11275 WILLESDON DR S | 1921 | East Grid | Duval | 2001-02-23 | 2001-02-23 | JEA | 85239.5921 | 546.1889
LS-002432 | 76352 WILLIAM BURGESS BV | 39745 | Nassau Grid | Nassau | 2001-01-12 | 2001-01-12 | FPL | 1497.6734 | 495.5863
LS-002433 | 76688 WILLIAM BURGESS BV | 12494 | Nassau Grid | Nassau | 2002-06-18 | 2002-06-18 | FPL | 30528.091 | 726.3903
LS-002434 | 14151 WILLIAM DAVIS PY | 1845 | East Grid | Duval | 1985-01-01 | 1985-01-01 | JEA | 88182.5828 | 258.8269
LS-002435 | 13651 WILLIAM DAVIS PY W | 1843 | East Grid | Duval | 1990-07-01 | 1990-07-01 | JEA | 77936.4197 | 609.4979
LS-002436 | 13812 WILLIAM DAVIS PY W | 1180 | East Grid | Duval | 1990-01-01 | 1990-01-01 | JEA | 9710.3695 | 337.6583
LS-002437 | 5160 WILLIAM MILL ST | 53843 | North Grid | Duval | 2001-11-01 | 2001-11-01 | JEA | 593.0901 | 107.1812
LS-002438 | 8765 WILLIAM MILL ST #31 | 15372 | North Grid | Duval | 2001-11-01 | 2001-11-01 | JEA | 947.2163 | 33.1255
LS-002439 | 5800 WILLIAM MILL ST #41/47 | 15370 | North Grid | Duval | 2001-11-01 | 2001-11-01 | JEA | 17406.6892 | 315.5421
LS-002442 | 1818 WILLOWBRANCH TERRACE | 1825 | West Grid | Duval | 2003-11-26 | 2003-11-26 | JEA | 204756.54 | 940
LS-002444 | 5937 WILSON BV | 1789 | West Grid | Duval | 1980-01-01 | 1980-01-01 | JEA | 56345.5674 | 105.7486
LS-002445 | 6217 WILSON BV | 1788 | West Grid | Duval | 1966-01-01 | 1966-01-01 | JEA | 1002580.4 | 2360
LS-002449 | 7800 WILSON BV | 1814 | West Grid | Duval | 1980-01-01 | 1980-01-01 | JEA | 7848.3078 | 286.5744
LS-002451 | 3110 WILSON ST | 54708 | North Grid | Duval | 2008-03-13 | 2008-03-13 | JEA | 28079.8955 | 397.639
LS-002453 | 2484 WINCHESTER LN | 54709 | St Johns Grid | St Johns | 2002-06-06 | 2002-06-06 | FPL | 6181.5362 | 104.1338
LS-002456 | 12665 WINDY WILLOWS DR N | 1163 | East Grid | Duval | 1980-01-01 | 1980-01-01 | JEA | 16066.0362 | 88.7007
LS-002457 | 1904 WINDY WY E | 10565 | St Johns Grid | Duval | 2002-09-04 | 2002-09-04 | JEA | 37609.8838 | 212.0924
LS-002458 | 11127 WINGATE RD | 1916 | North Grid | Duval | 1980-01-01 | 1980-01-01 | JEA | 21016.569 | 194.9803
LS-002460 | 1089 WINSTONIAN WY ST | 1248 | West Grid | Duval | 1990-01-01 | 1990-01-01 | JEA | 48704.5816 | 209.8215
LS-002462 | 1195 WOOD DUCK HOLLOW | 54710 | St Johns Grid | Duval | 1983-11-01 | 1983-11-01 | JEA | 12938.0211 | 54.13
LS-002463 | 95346 WOODBRIDGE PY | 72158 | Nassau Grid | Nassau | 2005-04-27 | 2005-04-27 | FPL | 75396.322 | 437.1696
LS-002464 | 1820 WOODLEIGH DR W | 24977 | East Grid | Duval | 1962-10-01 | 1962-10-01 | JEA | 40326.475 | 89.8314
LS-002465 | 2014 WOODLEIGH DR W | 24657 | East Grid | Duval | 1962-10-01 | 1962-10-01 | JEA | 11050.719 | 60.8203
LS-002466 | 10340 WOODLEY CREEK BV | 1233 | North Grid | Duval | 2000-04-19 | 2000-04-19 | JEA | 0 | 0
LS-002467 | 4211 WOODMERE ST | 1954 | West Grid | Duval | 1954-01-01 | 1954-01-01 | JEA | 181959.49 | 1400
LS-002468 | 2512 WOOLERY DR | 27889 | East Grid | Duval | 1962-02-08 | 1962-02-08 | JEA | 17023.6506 | 192.4896
LS-002469 | 180 WORTHINGTON PY | 72141 | St Johns Grid | St Johns | 2005-11-29 | 2005-11-29 | FPL | 26889.6891 | 538.97
LS-002470 | 2658 WRIGHTSON DR | 1314 | South Grid | Duval | 1980-01-01 | 1980-01-01 | JEA | 12943.7636 | 365.1655
LS-002471 | 11644 YALDING DR | 1326 | South Grid | Duval | 1980-01-01 | 1980-01-01 | JEA | 4913.9768 | 58.5053
LS-002472 | 122 YELLOW BILL LN | 47761 | St Johns Grid | St Johns | 2006-11-30 | 2006-11-30 | FPL | 2632.2494 | 46.1516
LS-002473 | 12150 YELLOW BLUFF RD | 10563 | North Grid | Duval | 2001-08-21 | 2001-08-21 | JEA | 26957.9109 | 462.6548
LS-002474 | 12611 YELLOW BLUFF RD | 52951 | North Grid | Duval | 2006-07-05 | 2006-07-05 | JEA | 22953.9281 | 435.0581
LS-002475 | 97093 YORKSHIRE DR | 72115 | Nassau Grid | Nassau | 2005-05-19 | 2005-05-19 | FPL | 8596.2664 | 89.0965
LS-002476 | 6397 YOUNGERMAN CR | 1565 | West Grid | Duval | 1977-01-01 | 1977-01-01 | JEA | 52573.3197 | 272.4819
LS-002478 | 8602 ZOO RD | 1399 | North Grid | Duval | 1974-01-01 | 1974-01-01 | JEA | 0 | 0
LS-002665 | 2325 EMERSON ST | 1566 | East Grid | Duval | 1988-01-01 | 1988-01-01 | JEA | 4049.0407 | 82.732
LS-002812 | 2369 HAWKCREST DRIVE | 52356 | St Johns Grid | Duval | 1998-05-14 | 1998-05-14 | JEA | 251691.13 | 1500
LS-002867 | 8617 WESTERN WAY | 204645 | South Grid | Duval | 2005-06-30 | 2005-06-30 | JEA | 0 | 0
LS-002894 | 85057 MAJESTIC WALK BV | 54566 | Nassau Grid | Nassau | 2007-07-30 | 2007-07-30 | FPL | 68312.8058 | 547.3302
LS-002895 | 96124 WINDSOR DR | 45537 | Nassau Grid | Nassau | 2007-09-28 | 2007-09-28 | FPL | 6546.9592 | 191.6388
LS-002896 | 4451 A1A | 54484 | St Johns Grid | St Johns | 2013-08-29 | 2013-08-29 | FPL | 5855.193 | 247.8989
LS-002903 | 8998 BLOUNT ISLAND BV | 15686 | North Grid | Duval | 2001-11-01 | 2001-11-01 | JEA | 2671.3859 | 173.1404
LS-002905 | 15648 LEXINGTON PARK | 29537 | North Grid | Duval | 2005-06-28 | 2005-06-28 | JEA | 60070.9298 | 406.8734
LS-002907 | 10480 YEAGER RD | 54712 | North Grid | Duval | 2007-07-15 | 2007-07-15 | JEA | 4184.2171 | 113.8342
LS-002909 | 6051 SHADEHILL RD | 48737 | St Johns Grid | Duval | 2006-10-09 | 2006-10-09 | JEA | 56550.029 | 374.0761
LS-002910 | 92 TIDECREST PY | 54696 | St Johns Grid | St Johns | 2007-06-26 | 2007-06-26 | FPL | 9123.183 | 394.4868
LS-002983 | 8224 AC SKINNER PY | 53219 | South Grid | Duval | 2007-08-29 | 2007-08-29 | JEA | 75970.5951 | 283.8778
LS-003081 | 13714 LAKE FRETWELL | 32577 | West Grid | Duval | 2005-05-02 | 2005-05-02 | JEA | 9218.4516 | 395.5158
LS-003110 | 21397 ST THOMAS ISLAND PY | 50002 | St Johns Grid | St Johns | 2007-07-31 | 2007-07-31 | FPL | 74791.4632 | 337.0994
LS-003143 | 11704 PALM LAKE DR | 53217 | North Grid | Duval | 2006-03-31 | 2006-03-31 | JEA | 71184.2979 | 197.9977
LS-003176 | 32664 Sunny Parke Dr | 58017 | Nassau Grid | Nassau | 2008-02-29 | 2008-02-29 | FPL | 39289.3799 | 1036.0495
LS-003177 | 32026 Praire Park Pl | 55473 | Nassau Grid | Nassau | 2008-02-29 | 2008-02-29 | FPL | 8659.5743 | 132.9072
LS-003188 | 6674-1 COMMONWEALTH AVE | 207528 | West Grid | Duval | 2007-09-04 | 2007-09-04 | JEA | 6273.0129 | 254.5285
LS-003189 | 6674-2 COMMONWEALTH AVE | 207529 | West Grid | Duval | 1970-01-01 | 1970-01-01 | JEA | 1620.5603 | 78.0277
LS-003192 | 7479 WESTLAND OAKS DRIVE | 54817 | West Grid | Duval | 2006-11-29 | 2006-11-29 | JEA | 32445.4801 | 259.7889
LS-003194 | 87009 VILLA LANE | 53537 | Nassau Grid | Nassau | 2008-02-05 | 2008-02-05 | FPL | 6630.7424 | 99.502
LS-003196 | 10466 ILAH RD | 59617 | South Grid | Duval | 2008-05-12 | 2008-05-12 | JEA | 23211.1212 | 526.242
LS-003209 | 76076 TIMBER CREEK BV | 46484 | Nassau Grid | Nassau | 2007-02-01 | 2007-02-01 | FPL | 18753.1793 | 316.7689
LS-003220 | 74 DAVIS PARK DR | 55457 | St Johns Grid | St Johns | 2008-03-18 | 2008-03-18 | FPL | 42018.7314 | 247.7528
LS-003247 | 4950 NEW WORLD AVE | 60257 | West Grid | Duval | 2008-06-01 | 2008-06-01 | JEA | 7084.1805 | 145.1028
LS-003274 | 3687 Lightview Ln | 49361 | East Grid | Duval | 2007-10-01 | 2007-10-01 | JEA | 3971.7303 | 65.4566
LS-003281 | 2627 Port Industrial Drive | 70817 | North Grid | Duval | 2008-10-27 | 2008-10-27 | JEA | 2121.4663 | 59.8555
LS-003322 | 1406 BISCAYNE GROVE LN | 62177 | North Grid | Duval | 2008-05-01 | 2008-05-01 | JEA | 4250.9762 | 52.8364
LS-003354 | 2200 CORPORATE SQUARE | 1756 | East Grid | Duval | 1950-01-01 | 1950-01-01 | JEA | 121313.6328 | 417.6443
LS-003355 | 14531 BARTRAM PARK BV | 51921 | St Johns Grid | Duval | 2007-12-13 | 2007-12-13 | JEA | 77279.9788 | 413.5917
LS-003356 | 14802 BARTRAM PARK BV | 52241 | St Johns Grid | Duval | 2007-12-13 | 2007-12-13 | JEA | 42943.34 | 1140
LS-003367 | 382 STERNWHEEL DR | 67618 | St Johns Grid | St Johns | 2008-07-01 | 2008-07-01 | FPL | 51983.97 | 411.386
LS-003388 | 63 FORT WADE RD | 79139 | St Johns Grid | Duval | 2008-11-03 | 2008-11-03 | JEA | 6606.274 | 178.7829
LS-003478 | 8572 CHERYL ANN LANE | 65377 | West Grid | Duval | 2007-05-31 | 2007-05-31 | JEA | 2419.0249 | 109.4753
LS-003480 | 8469 KONA AV | 121716 | East Grid | Duval | 2010-02-08 | 2010-02-08 | JEA | 4255.9464 | 28.2953
LS-003483 | 8704 FREE AV | 99972 | East Grid | Duval | 2009-08-17 | 2009-08-17 | JEA | 35374.8286 | 367.2025
LS-003484 | 8516 INDIA AV | 120452 | East Grid | Duval | 2010-02-08 | 2010-02-08 | JEA | 9157.0379 | 116.6106
LS-003485 | 8494 JASPER AV | 120119 | East Grid | Duval | 2010-02-08 | 2010-02-08 | JEA | 5408.634 | 106.4494
LS-003494 | 40 SHINNECOCK DR | 207524 | St Johns Grid | St Johns | 2009-06-09 | 2009-06-09 | FPL | 0 | 0
LS-003513 | 15051 BARTRAM SPRINGS PY | 91969 | St Johns Grid | Duval | 2009-05-04 | 2009-05-04 | JEA | 9070.2718 | 240.7074
LS-003514 | 9766 RG SKINNER PY | 88433 | South Grid | Duval | 2006-10-26 | 2006-10-26 | JEA | 25137.0433 | 322.1276
LS-003515 | 343 LITTLE RIVER RD | 123652 | St Johns Grid | St Johns | 2008-12-08 | 2008-12-08 | FPL | 31388.0803 | 197.3518
LS-003612 | 79 NOCATEE VILLAGE DR | 98341 | St Johns Grid | St Johns | 2009-08-20 | 2009-08-20 | FPL | 108146.77 | 1324
LS-003613 | 96 FIELDCREST DR S | 81057 | St Johns Grid | St Johns | 2008-12-23 | 2008-12-23 | FPL | 27991.0425 | 185.4551
LS-003698 | 884 CROSS TOWN DR | 119156 | St Johns Grid | Duval | 2010-06-15 | 2010-06-15 | JEA | 0 | 0
LS-003704 | 8744 KONA AV | 121748 | East Grid | Duval | 2009-08-17 | 2009-08-17 | JEA | 203.2853 | 58.3297
LS-003705 | 8605 HARE AV | 120788 | East Grid | Duval | 2010-02-08 | 2010-02-08 | JEA | 2421.337 | 34.0477
LS-003706 | 8603 GALVESTON AV | 121078 | East Grid | Duval | 2010-02-08 | 2010-02-08 | JEA | 6306.2134 | 135.2798
LS-003707 | 7700 HARE AV | 120756 | East Grid | Duval | 2010-02-10 | 2010-02-10 | JEA | 3312.9677 | 114.0724
LS-003708 | 512 ARLINGTON PLACE | 121412 | East Grid | Duval | 2010-02-08 | 2010-02-08 | JEA | 1140.8067 | 230.0871
LS-003709 | 7711 JASPER AV | 119172 | East Grid | Duval | 2010-02-08 | 2010-02-08 | JEA | 34665.0484 | 254.6636
LS-003714 | 12121 GEC PHILIPS HWY | 179333 | South Grid | Duval | 2010-05-19 | 2010-05-19 | JEA | 7718.9236 | 376.5686
LS-003717 | 228 CAPTIVA DR | 112116 | St Johns Grid | Duval | 2010-04-05 | 2010-04-05 | JEA | 31049.9366 | 251.0526
LS-003747 | 509 DRYSDALE DRIVE | 138677 | West Grid | Clay | 2011-04-20 | 2011-04-20 | CLAY E | 92979.4883 | 444.993
LS-003826 | 87052 BRISTOL AV | 181556 | Nassau Grid | Nassau | 2014-04-21 | 2014-04-21 | FPL | 4697.9158 | 214.255
LS-003876 | 17 DONGALLA CT | 110516 | East Grid | Duval | 2009-10-08 | 2009-10-08 | JEA | 1929.275 | 44.8279
LS-003883 | 164 CHERRY LAUREL PL | 107636 | St Johns Grid | St Johns | 2009-12-16 | 2009-12-16 | FPL | 24789.0383 | 225.1256
LS-003886 | 5709 REDPOLL AV | 126196 | North Grid | Duval | 2010-08-17 | 2010-08-17 | JEA | 17712.0542 | 213.6806
LS-003888 | 10733 NORTH MAIN ST | 140917 | North Grid | Duval | 2011-05-11 | 2011-05-11 | JEA | 0 | 0
LS-003890 | 246 MANGROVE THICKET BV | 129428 | St Johns Grid | St Johns | 2010-08-02 | 2010-08-02 | FPL | 20368.7233 | 234.839
LS-003891 | 156 HOWLAND DR | 130356 | St Johns Grid | Duval | 2010-12-09 | 2010-12-09 | JEA | 83586.3801 | 361.0875
LS-003892 | 219 FOOTBRIDGE RD | 71265 | St Johns Grid | St Johns | 2008-07-07 | 2008-07-07 | FPL | 10551.7568 | 141.2245
LS-003900 | 887 NORTH DURBIN PY | 79777 | St Johns Grid | Duval | 2008-12-05 | 2008-12-05 | JEA | 68061.0365 | 239.4061
LS-003901 | 80 AIRPORT CENTER DR | 140276 | North Grid | Duval | 2016-08-10 | 2016-08-10 | JEA | 5654.4624 | 59.2217
LS-003902 | 9498 WEXFORD CHASE RD | 139958 | South Grid | Duval | 2011-05-11 | 2011-05-11 | JEA | 16044.6468 | 131.1494
LS-003906 | 7544 103RD ST | 145396 | West Grid | Duval | 2011-08-29 | 2011-08-29 | JEA | 300155.62 | 1060
LS-003910 | 12222 OLD ST AUGUSTINE RD | 149236 | South Grid | Duval | 2011-10-24 | 2011-10-24 | JEA | 5630.5586 | 155.8514
LS-003920 | 7891 PEARL ST | 143796 | North Grid | Duval | 2011-07-18 | 2011-07-18 | JEA | 6073.824 | 166.2516
LS-003921 | 87447 COMMERCE BV | 152436 | Nassau Grid | Nassau | 2011-12-07 | 2011-12-07 | FPL | 16998.9492 | 392.1592
LS-003964 | 172 WANDERING WOODS WY | 155636 | St Johns Grid | St Johns | 2012-05-04 | 2012-05-04 | FPL | 10923.5635 | 165.6726
LS-003965 | 168 FEVER HAMMOCK DR | 157892 | St Johns Grid | St Johns | 2012-06-21 | 2012-06-21 | FPL | 39021.3031 | 231.3618
LS-003966 | 12604 HOOD LANDING RD | 158516 | South Grid | Duval | 2012-07-02 | 2012-07-02 | JEA | 3332.0629 | 139.097
LS-003967 | 15171 DUVAL RD. | 158196 | North Grid | Duval | 2011-11-01 | 2011-11-01 | JEA | 69735.1688 | 653.0251
LS-003973 | 1055 LOGAN STREET | 205590 | North Grid | Duval | 2013-10-15 | 2013-10-15 | JEA | 933.4607 | 38.2465
LS-003974 | 7106 BALBOA RD | 163316 | South Grid | Duval | 2012-12-12 | 2012-12-12 | JEA | 268012.87 | 1360
LS-003976 | 2829 WESTBERRY RD | 168436 | South Grid | Duval | 2013-04-18 | 2013-04-18 | JEA | 3111.2154 | 62.0165
LS-003978 | 3925 TAR KILN RD. | 166196 | South Grid | Duval | 2013-03-06 | 2013-03-06 | JEA | 3890.5662 | 72.932
LS-003979 | 503 WORCESTER COURT | 167156 | North Grid | Duval | 2013-04-09 | 2013-04-09 | JEA | 5013.273 | 227.1793
LS-003980 | 100 Gospel Drive | 168132 | St Johns Grid | Duval | 2013-04-16 | 2013-04-16 | JEA | 45437.0754 | 272.1531
LS-003982 | 15701 WEST BEAVER ST | 204948 | West Grid | Duval | 2016-10-31 | 2016-10-31 | JEA | 220158.356 | 221.2081
LS-003983 | 200 GULF STREAM WY | 172916 | St Johns Grid | St Johns | 2013-04-30 | 2013-04-30 | FPL | 26794.7122 | 122.9157
LS-003984 | rth | 174836 | St Johns Grid | Duval | 2013-07-11 | 2013-07-11 | JEA | 21369.0464 | 140.4381
LS-003985 | 12386 WHITMORE OAKS DR | 174852 | South Grid | Duval | 2013-08-27 | 2013-08-27 | JEA | 10426.7878 | 227.5015
LS-003986 | 11162 PARKSIDE PRESERVE WY | 173556 | South Grid | Duval | 2013-08-07 | 2013-08-07 | JEA | 16829.9854 | 63.2284
LS-003987 | 386 PERDIDO ST | 179956 | St Johns Grid | St Johns | 2013-10-03 | 2013-10-03 | FPL | 30844.3182 | 185.3253
LS-003989 | 10078 BRADLEY RD | 176117 | East Grid | Duval | 2013-10-21 | 2013-10-21 | JEA | 4521.8284 | 62.5321
LS-003993 | 4 MIRANDA RD | 207532 | St Johns Grid | St Johns | 2004-08-11 | 2004-08-11 | BEACHES E | 37500.4253 | 88.6106
LS-003995 | 8930 DEVON PINES DR | 180276 | East Grid | Duval | 2014-01-30 | 2014-01-30 | JEA | 35241.0535 | 197.2856
LS-003997 | 251 ANN SCOTT DR | 184116 | St Johns Grid | Duval | 2014-06-25 | 2014-06-25 | JEA | 27539.4222 | 169.3536
LS-003999 | 4760 SUNBEAM RD | 182518 | South Grid | Duval | 2014-05-29 | 2014-05-29 | JEA | 5908.9749 | 231.1822
LS-004000 | 7326 LONG LEAF BRANCH DR | 182218 | West Grid | Duval | 2014-01-10 | 2014-01-10 | JEA | 92257.9398 | 806.8569
LS-004001 | 3701 JULINGTON CREEK RD | 183476 | South Grid | Duval | 2014-07-16 | 2014-07-16 | JEA | 6405.3751 | 73.9595
LS-004003 | 16073 HUTTON LANE | 185429 | North Grid | Duval | 2014-09-05 | 2014-09-05 | JEA | 4500.7999 | 48.5152
LS-004004 | 6125 LONGLEAF PINE PY | 183479 | St Johns Grid | Duval | 2014-08-19 | 2014-08-19 | JEA | 51609.0592 | 546.9813
LS-004006 | 13026 CHRISTINE MARIE CT | 185734 | East Grid | Duval | 2014-08-27 | 2014-08-27 | JEA | 15456.052 | 82.2944
LS-004007 | 458 ASPEN LEAF DR | 186378 | St Johns Grid | Duval | 2014-10-03 | 2014-10-03 | JEA | 34425.3354 | 177.8537
LS-004008 | 2878 Preveza Ct (New Address) | 186052 | East Grid | Duval | 2014-10-15 | 2014-10-15 | JEA | 83867.5834 | 461.971
LS-004009 | 14992 BARTRAM CREEK BV | 187348 | St Johns Grid | Duval | 2014-10-22 | 2014-10-22 | JEA | 58389.8679 | 579.004
LS-004010 | 64 SIGNATURE DR | 205270 | St Johns Grid | Duval | 2014-10-08 | 2014-10-08 | JEA | 55108.1217 | 253.825
LS-004011 | 247 NEWBERRY DR | 187976 | St Johns Grid | St Johns | 2014-12-01 | 2014-12-01 | FPL | 15121.4865 | 181.322
LS-004012 | 4424 OAK VALLEY COURT | 185413 | South Grid | Duval | 2014-12-19 | 2014-12-19 | JEA | 1197.8297 | 63.7468
LS-004013 | 77155 LUMBER CREEK BV | 205271 | Nassau Grid | Nassau | 2014-10-15 | 2014-10-15 | FPL | 23993.9203 | 305.0848
LS-004014 | 46 CARNATION ST | 188292 | St Johns Grid | Duval | 2014-11-19 | 2014-11-19 | JEA | 6824.9189 | 86.9995
LS-004015 | 814 WILD CYPRESS CIRCLE | 189252 | St Johns Grid | St Johns | 2015-01-12 | 2015-01-12 | FPL | 25779.3601 | 216.9674
LS-004016 | 13376 NOGAL LANE | 201109 | East Grid | Duval | 2014-10-07 | 2014-10-07 | JEA | 30122.708 | 156.7835
LS-004018 | 88 TATE LANE | 188293 | St Johns Grid | St Johns | 2014-12-29 | 2014-12-29 | FPL | 17421.7695 | 481.475
LS-004019 | 290 SPRING CREEK WY | 190228 | St Johns Grid | St Johns | 2015-02-24 | 2015-02-24 | FPL | 13346.2678 | 111.2814
LS-004020 | 258 BALVENIE DR | 188948 | St Johns Grid | St Johns | 2015-01-30 | 2015-01-30 | FPL | 5704.2785 | 100.7929
LS-004021 | 53 SENEGAL DR | 191189 | St Johns Grid | Duval | 2015-03-11 | 2015-03-11 | JEA | 28958.3731 | 283.341
LS-004022 | 63 LAGOON COURSE DR | 187670 | St Johns Grid | St Johns | 2014-11-07 | 2014-11-07 | BEACHES E | 6039.7679 | 62.4576
LS-004023 | 4194 CEDAR POINT RD | 189924 | North Grid | Duval | 2015-01-07 | 2015-01-07 | JEA | 29182.8464 | 419.193
LS-004024 | 12771 YELLOW BLUFF RD | 190550 | North Grid | Duval | 2014-09-26 | 2014-09-26 | JEA | 7934.5836 | 81.931
LS-004025 | 14422 YELLOW BLUFF RD | 188966 | North Grid | Duval | 2015-01-12 | 2015-01-12 | JEA | 3248.0835 | 88.4225
LS-004026 | 211 LONE EAGLE WAY | 190551 | St Johns Grid | Duval | 2015-04-02 | 2015-04-02 | JEA | 41593.7742 | 262.5341
LS-004027 | 57 SOLIS AV | 192148 | St Johns Grid | Duval | 2015-04-20 | 2015-04-20 | JEA | 94336.0387 | 553.2463
LS-004028 | 95151 TIMBERLAKE DR | 189604 | Nassau Grid | Nassau | 2015-02-21 | 2015-02-21 | FPL | 20070.5835 | 197.4491
LS-004030 | 585 COCONUT PALM PY | 191844 | St Johns Grid | Duval | 2015-04-15 | 2015-04-15 | JEA | 9734.6762 | 106.4193
LS-004031 | 4970 BALLASTONE DR | 191861 | South Grid | Duval | 2015-06-11 | 2015-06-11 | JEA | 4182.1033 | 75.5626
LS-004032 | 12276 ROUEN COVE DR | 191860 | North Grid | Duval | 2015-06-09 | 2015-06-09 | JEA | 11525.7381 | 95.3
LS-004033 | 23 ANILA St | 192149 | St Johns Grid | Duval | 2015-04-20 | 2015-04-20 | JEA | 10286.249 | 107.0892
LS-004034 | 2079 PATRIOT RIDGE CT | 191845 | West Grid | Duval | 2015-05-15 | 2015-05-15 | JEA | 25127.1517 | 220.2414
LS-004035 | 14278 RIVER STORY DR | 196660 | South Grid | Duval | 2015-06-25 | 2015-06-25 | JEA | 14763.6831 | 46.5503
LS-004036 | 14749 RUSSELL BRIDGE DR | 192157 | St Johns Grid | Duval | 2015-06-08 | 2015-06-08 | JEA | 18025.1078 | 159.2784
LS-004037 | 221 AMALURRA TRAIL | 195991 | St Johns Grid | Duval | 2015-10-07 | 2015-10-07 | JEA | 10125.8231 | 100.5809
LS-004038 | 2301 YORK ST | 192150 | East Grid | Duval | 2015-04-07 | 2015-04-07 | JEA | 5699.1691 | 51.5746
LS-004039 | 10910 AVENUES WALK BV | 195994 | South Grid | Duval | 2009-02-05 | 2009-02-05 | JEA | 47152.7179 | 644.7985
LS-004040 | 825 LIBERTY STREET | 196968 | North Grid | Duval | 2014-10-27 | 2014-10-27 | JEA | 78146.0944 | 290.4474
LS-004041 | 296 STONE MASON WAY | 196308 | St Johns Grid | Duval | 2015-12-07 | 2015-12-07 | JEA | 17406.0023 | 171.9406
LS-004042 | 38 TIERRA COVE | 195988 | St Johns Grid | Duval | 2015-10-07 | 2015-10-07 | JEA | 14834.8474 | 47.3017
LS-004043 | 674 JULINGTON LAKES | 205268 | St Johns Grid | Duval | 2015-11-17 | 2015-11-17 | JEA | 50903.0944 | 389.0808
LS-004044 | 7257 STEVENTON WAY | 196309 | West Grid | Duval | 2015-10-30 | 2015-10-30 | JEA | 11054.6887 | 146.467
LS-004045 | 2749 CHAPMAN OAK DR | 198548 | South Grid | Duval | 2015-11-24 | 2015-11-24 | JEA | 2876.8961 | 91.194
LS-004046 | 635 SHEARWATER PY | 196964 | St Johns Grid | St Johns | 2015-12-08 | 2015-12-08 | FPL | 242231.78 | 1600
LS-004047 | 873 SHEARWATER PY | 196967 | St Johns Grid | St Johns | 2015-12-08 | 2015-12-08 | FPL | 86733.8491 | 419.379
LS-004048 | 473 CASPIA LN | 195995 | St Johns Grid | St Johns | 2015-11-19 | 2015-11-19 | FPL | 16198.758 | 352.3132
LS-004049 | 12021 ARIANA ELYSE DR | 198868 | South Grid | Duval | 2016-02-03 | 2016-02-03 | JEA | 5324.8452 | 202.8824
LS-004050 | 12490 SHADY BRIDGE TRAIL | 198564 | South Grid | Duval | 2016-02-03 | 2016-02-03 | JEA | 5500.4532 | 83.2666
LS-004051 | 550 STONE RIDGE DR | 195996 | St Johns Grid | Duval | 2016-01-07 | 2016-01-07 | JEA | 37005.9519 | 166.636
LS-004052 | 159 STONE CREEK CIRCLE | 198230 | St Johns Grid | Duval | 2016-02-08 | 2016-02-08 | JEA | 7267.9465 | 293.875
LS-004053 | 6121 AUTHORITY AV | 207531 | West Grid | Duval | 2004-12-01 | 2004-12-01 | JEA | 0 | 0
LS-004054 | 97026 HARBOR CONCOURSE | 200468 | Nassau Grid | Nassau | 2016-02-23 | 2016-02-23 | FPL | 17231.6515 | 270.501
LS-004055 | 2037 BLUEWATER DR | 194710 | St Johns Grid | St Johns | 2015-09-03 | 2015-09-03 | FPL | 22860.7429 | 632.4043
LS-004056 | 10561 RUSSELL SAMPSON RD | 202708 | St Johns Grid | Duval | 2016-05-06 | 2016-05-06 | JEA | 5123.6486 | 119.381
LS-004057 | 174 PINE LAKE DR | 201124 | St Johns Grid | St Johns | 2016-03-22 | 2016-03-22 | FPL | 17763.157 | 220.8821
LS-004058 | 12143 CALUMET FARM DR | 200486 | South Grid | Duval | 2016-03-02 | 2016-03-02 | JEA | 7054.6501 | 154.7816
LS-004059 | 2689 FLYNN ROAD WEST | 201143 | South Grid | Duval | 2016-03-29 | 2016-03-29 | JEA | 2745.7455 | 305.9388
LS-004060 | 13725 PHILLIPS HY | 207530 | St Johns Grid | Duval | 2017-01-20 | 2017-01-20 | JEA | 516.3358 | 164.2845
LS-004061 | 85990 BLACK TERN DRIVE | 199508 | Nassau Grid | Nassau | 2016-02-10 | 2016-02-10 | FPL | 32777.1765 | 246.984
LS-004062 | 4802 ARBOR MILL CIRCLE | 206580 | West Grid | Clay | 2016-08-17 | 2016-08-17 | CLAY E | 43949.9399 | 389.3129
LS-004063 | 149 WILDERNESS RIDGE DR | 203989 | St Johns Grid | Duval | 2016-06-09 | 2016-06-09 | JEA | 70681.7412 | 229.2138
LS-004064 | 11205 BAPTIST HEALTH DRIVE | 203668 | North Grid | Duval | 2016-09-01 | 2016-09-01 | JEA | 10947.8289 | 199.2524
LS-004065 | 993 PINELAND BAY DRIVE | 203348 | St Johns Grid | St Johns | 2016-05-20 | 2016-05-20 | FPL | 26951.9747 | 208.434
LS-004066 | 273 BOWLAN ST S | 206548 | East Grid | Duval | 2016-08-18 | 2016-08-18 | JEA | 0 | 0
LS-004067 | 175 SPANISH CREEK DR | 206900 | St Johns Grid | Duval | 2016-09-27 | 2016-09-27 | JEA | 45150.6842 | 141.2574
LS-004068 | 425 Kayak Club Drive | 207221 | St Johns Grid | St Johns | 2016-11-01 | 2016-11-01 | FPL | 21643.8677 | 137.4946
LS-004069 | 304 Gillespie Gardens Drive | 206948 | North Grid | Duval | 2016-12-22 | 2016-12-22 | JEA | 12421.0188 | 154.4901
LS-004070 | 155 Ashlar Drive | 207831 | St Johns Grid | St Johns | 2017-01-19 | 2017-01-19 | FPL | 18586.7458 | 449.8941
LS-004071 | 7627 Sunnydale Lane | 207556 | South Grid | Duval | 2017-01-27 | 2017-01-27 | JEA | 18447.0237 | 396.9215
LS-004072 | 8143 Brothers Walk Lane | 208148 | East Grid | Duval | 2017-01-06 | 2017-01-06 | JEA | 5622.9131 | 266.0134
LS-004073 | 76255 Wildlight Ave | 209129 | Nassau Grid | Duval | 2017-02-09 | 2017-02-09 | FPL | 134998.0109 | 731.7241
LS-004074 | 10728 Clydesdale Dr. W | 208468 | South Grid | Duval | 2017-04-01 | 2017-04-01 | JEA | 8384.6274 | 81.8942
LS-004075 | 9996 Pavens Creek Dr. | 209444 | West Grid | Duval | 2017-03-27 | 2017-03-27 | JEA | 42186.1619 | 368.819
LS-004076 | 13443 Avery Park Ln. | 209428 | North Grid | Duval | 2017-05-08 | 2017-05-08 | JEA | 8159.8905 | 120.1987
LS-004077 | 2517 Alexia Cr. | 211989 | East Grid | Duval | 2017-03-18 | 2017-03-18 | JEA | 20028.6675 | 148.5156
LS-004078 | 205 Heron Bay Road | 211032 | North Grid | Duval | 2016-12-09 | 2016-12-09 | JEA | 30505.7161 | 420.6585
LS-004079 | 10139 Kit Fox PY | 210388 | West Grid | Duval | 2017-03-22 | 2017-03-22 | JEA | 60723.6078 | 761.3024
LS-004080 | 13306 Cedar Hammock Way | 213268 | North Grid | Duval | 2017-02-27 | 2017-02-27 | JEA | 15255.9691 | 163.4217
LS-004081 | 105 Coppinger Pl | 210708 | St Johns Grid | Duval | 2017-05-10 | 2017-05-10 | JEA | 13616.7002 | 88.0123
LS-004082 | 391 Northside Dr. | 212309 | North Grid | Duval | 2017-03-23 | 2017-03-23 | JEA | 37007.3853 | 386.7639
LS-004083 | 1938 April Oaks Dr | 216164 | West Grid | Duval | 2017-07-12 | 2017-07-12 | JEA | 13187.5681 | 74.4258
LS-004084 | 426 Timberland Forest Bv | 214868 | St Johns Grid | Duval | 2017-08-02 | 2017-08-02 | JEA | 12836.9127 | 171.7258
LS-004085 | 340 Bent Creek Dr. | 216180 | St Johns Grid | St Johns | 2017-09-29 | 2017-09-29 | JEA | 22916.3687 | 140.4467
LS-004086 | 84 Albany Bay Bv | 217764 | St Johns Grid | Duval | 2017-11-30 | 2017-11-30 | JEA | 95483.1914 | 745.1503
LS-004087 | 6850 Energy Center Drive | 217124 | South Grid | Duval | 2017-10-25 | 2017-10-25 | JEA | 61182.2233 | 477.4657
LS-004088 | 245 Crosswater Lake Dr. | 216517 | St Johns Grid | St Johns | 2017-11-14 | 2017-11-14 | FPL | 228055.37 | 970
LS-004089 | 7171 Preston Pines Trail | 220388 | West Grid | Duval | 2018-01-03 | 2018-01-03 | JEA | 4373.9967 | 155.0712
LS-004090 | 2591 Tartus Dr. | 217444 | East Grid | Duval | 2017-08-28 | 2017-08-28 | JEA | 26883.9159 | 235.8959
LS-004091 | 47 Indian Grass Dr. | 219364 | St Johns Grid | St Johns | 2018-02-01 | 2018-02-01 | FPL | 27596.798 | 171.6962
LS-004092 | 383 Albany Bay Bv | 223012 | St Johns Grid | Duval | 2018-03-08 | 2018-03-08 | JEA | 40730.7825 | 194.3324
LS-004093 | 248 Waterline Dr. | 224932 | St Johns Grid | St Johns | 2018-02-01 | 2018-02-01 | JEA | 18225.6737 | 145.9378
LS-004094 | 211 BEACHWALK BLVD | 217767 | South Grid | Duval | 2017-11-30 | 2017-11-30 | JEA | 51666.0322 | 753.0445
LS-004095 | 7202 Palm Reserve Lane | 222996 | West Grid | Duval | 2018-03-08 | 2018-03-08 | JEA | 3670.4049 | 85.5211
LS-004096 | 95530 College Parkway | 222004 | Nassau Grid | Nassau | 2018-01-05 | 2018-01-05 | FPL | 33393.8608 | 300.344
LS-004097 | 958 Shetland Drive (1093?) | 226212 | St Johns Grid | St Johns | 2018-03-08 | 2018-03-08 | FPL | 46874.1941 | 313.185
LS-004098 | 1282 Sarah's Landing Dr | 222676 | West Grid | Duval | 2018-03-07 | 2018-03-07 | JEA | 4776.5775 | 64.1713
LS-004099 | 1279 Adelena Ln | 229845 | West Grid | Duval | 2018-03-19 | 2018-03-19 | JEA | 5237.0236 | 86.7624
LS-004100 | 94995 Palm Point Dr. | 225252 | Nassau Grid | Nassau | 2018-03-20 | 2018-03-20 | FPL | 13762.8027 | 270.0231
LS-004101 | 11382 River Hollow Ln | 222036 | North Grid | Duval | 2018-03-20 | 2018-03-20 | JEA | 370.2417 | 11.3309
LS-004102 | 8142 Fouraker Forest Rd | 223668 | West Grid | Duval | 2018-03-28 | 2018-03-28 | JEA | 11965.2427 | 254.8519
LS-004103 | 7210 Townsend Village Ln | 222052 | South Grid | Duval | 2018-01-18 | 2018-01-18 | JEA | 8760.772 | 265.1182
LS-004104 | 14525 Bartram Creek Blvd. | 224612 | St Johns Grid | Duval | 2018-04-23 | 2018-04-23 | JEA | 28498.1183 | 271.7944
LS-004105 | 43 Marques Ct. | 224308 | South Grid | Duval | 2018-04-16 | 2018-04-16 | JEA | 14282.6156 | 216.8298
LS-004106 | 12429 Sea Island Dr. | 223332 | East Grid | Duval | 2018-04-26 | 2018-04-26 | JEA | 19603.4901 | 376.6139
LS-004107 | 9677 Price Park Dr | 226532 | South Grid | Duval | 2018-05-15 | 2018-05-15 | JEA | 13422.1353 | 315.8802
LS-004108 | 52 Honey Blossom Rd. | 227605 | St Johns Grid | St Johns | 2018-05-26 | 2018-05-26 | JEA | 35808.7786 | 241.9692
LS-004109 | 119 Whitefish Trail | 235204 | St Johns Grid | St Johns | 2015-06-15 | 2015-06-15 | FPL | 52779.1868 | 228.6407
LS-004110 | 10888 Ventnor Ave | 228788 | North Grid | Duval | 2018-06-18 | 2018-06-18 | JEA | 17513.4022 | 340.9766
LS-004111 | 3161 Hawks Hill Ln | 228151 | South Grid | Duval | 2018-06-25 | 2018-06-25 | JEA | 12478.3075 | 608.8542
LS-004112 | 132 Whistling Straits Dr. | 229788 | St Johns Grid | St Johns | 2018-07-05 | 2018-07-05 | FPL | 1080.1828 | 137.1208
LS-004113 | 182 KAPALUA PL | 223972 | St Johns Grid | St Johns | 2018-07-12 | 2018-07-12 | JEA | 20803.9446 | 159.3051
LS-004114 | 1674 Liberty Tree Pl | 227174 | West Grid | Duval | 2018-07-13 | 2018-07-13 | JEA | 34783.5064 | 167.7149
LS-004115 | 332 Durbin Pavalion Dr | 231988 | St Johns Grid | Duval | 2018-07-18 | 2018-07-18 | JEA | 52822.3346 | 434.3144
LS-004116 | 86590 Lazy Lake Cr | 228806 | Nassau Grid | Nassau | 2018-08-02 | 2018-08-02 | FPL | 13676.308 | 94.2247
LS-004117 | 10931 Chitwood Dr | 229430 | North Grid | Duval | 2018-08-06 | 2018-08-06 | JEA | 16841.0168 | 192.3324
LS-004118 | 5609 Hampton Creek Rd | 232308 | North Grid | Duval | 2018-08-10 | 2018-08-10 | JEA | 16119.6229 | 248.5725
LS-004119 | 9831 Kevin Rd | 235911 | South Grid | Duval | 2018-10-12 | 2018-10-12 | JEA | 17594.2356 | 231.8041
LS-004120 | 154 Chandler Dr | 235222 | St Johns Grid | St Johns | 2018-10-12 | 2018-10-12 | FPL | 40222.3439 | 203.764
LS-004121 | 1820 Owens Rd. | 235188 | North Grid | Duval | 2018-10-30 | 2018-10-30 | JEA | 0 | 0
LS-004122 | 9210 GILMORE GROVE WAY | 235205 | East Grid | Duval | 2018-11-28 | 2018-11-28 | JEA | 23063.2975 | 117.6377
LS-004123 | 3270 Tamaya Blvd | 241684 | East Grid | Duval | 2018-12-07 | 2018-12-07 | JEA | 39056.8173 | 555.2475
LS-004124 | 12459 Orchard Grove | 255492 | North Grid | Duval | 2019-02-06 | 2019-02-06 | JEA | 7549.0534 | 126.596
LS-004125 | 5171 Lake Shannon Dr | 240102 | North Grid | Duval | 2019-02-08 | 2019-02-08 | JEA | 25642.6576 | 226.1376
LS-004126 | 95422 Creekville Dr | 240404 | Nassau Grid | Nassau | 2019-02-09 | 2019-02-09 | FPL | 6054.7142 | 271.017
LS-004127 | 490 Cameo Dr | 242660 | St Johns Grid | St Johns | 2019-02-10 | 2019-02-10 | FPL | 26131.4164 | 305.336
LS-004128 | 77021 Crosscut Way | 239780 | Nassau Grid | Nassau | 2019-02-09 | 2019-02-09 | FPL | 18514.1125 | 416.4251
LS-004129 | 93066 Sandown Rd | 238484 | Nassau Grid | Nassau | 2019-02-09 | 2019-02-09 | FPL | 18343.3908 | 244.5796
LS-004130 | 12074 Williamstown Dr | 255172 | St Johns Grid | St Johns | 2019-02-12 | 2019-02-12 | JEA | 9105.2259 | 285.0226
LS-004131 | 9220 Big Horn Trail | 242004 | West Grid | Duval | 2019-02-26 | 2019-02-26 | JEA | 24730.3184 | 343.8985
LS-004132 | 10644 ABBOT COVE DRIVE | 241044 | East Grid | Duval | 2019-02-27 | 2019-02-27 | JEA | 3675.9915 | 100.1706
LS-004133 | 2371 SEA PALM AVENUE | 239140 | North Grid | Duval | 2019-02-28 | 2019-02-28 | JEA | 18088.8992 | 170.361
LS-004134 | 14605 Spring Light Circle | 250708 | North Grid | Duval | 2019-03-13 | 2019-03-13 | JEA | 11263.9556 | 167.8966
LS-004135 | 13824 Hidden Oaks Ln | 236565 | South Grid | Duval | 2019-04-17 | 2019-04-17 | JEA | 5449.5878 | 61.8646
LS-004136 | 1536 Sandy Creek Pkwy | 230740 | St Johns Grid | St Johns | 2018-03-19 | 2018-03-19 | FPL | 15742.7289 | 122.8543
LS-004137 | 3312 Alta Lakes | 243285 | North Grid | Duval | 2019-03-21 | 2019-03-21 | JEA | 58543.4279 | 573.8863
LS-004138 | 3685 Shiner Dr. | 243284 | North Grid | Duval | 2019-03-21 | 2019-03-21 | JEA | 46018.1101 | 344.67
LS-004139 | 13252 Air Coupe Rd. | 261252 | West Grid | Duval | 2019-04-03 | 2019-04-03 | JEA | 4862.6068 | 530.2303
LS-004140 | 10871 Aventura Dr. | 242967 | South Grid | Duval | 2019-04-03 | 2019-04-03 | JEA | 31044.0588 | 247.8946
LS-004141 | 14193 Phillips Hwy | 235924 | St Johns Grid | St Johns | 2018-11-21 | 2018-11-21 | JEA | 10760.7193 | 428.1574
LS-004142 | 40 Shadow Cove | 246804 | St Johns Grid | St Johns | 2019-04-12 | 2019-04-12 | JEA | 12862.8346 | 107.4401
LS-004143 | 8140 Merchant Way | 244564 | West Grid | Duval | 2019-04-17 | 2019-04-17 | JEA | 95310.1242 | 804.1377
LS-004144 | 44 Old Cottage Dr. | 246196 | St Johns Grid | St Johns | 2019-04-22 | 2019-04-22 | FPL | 21649.3511 | 163.0489
LS-004145 | 11046 Mandarin Perserve Dr. | 253252 | South Grid | Duval | 2019-04-22 | 2019-04-22 | JEA | 5288.2939 | 153.3307
LS-004146 | 1702 Potsburg Point Dr. | 247124 | East Grid | Duval | 2019-04-30 | 2019-04-30 | JEA | 5377.8187 | 191.9752
LS-004147 | 110 Antilla Way | 252293 | St Johns Grid | St Johns | 2019-05-12 | 2019-05-12 | JEA | 17704.6053 | 84.6455
LS-004148 | 6460 Longleaf Branch Drive | 249109 | West Grid | Duval | 2019-05-17 | 2019-05-17 | JEA | 58561.7148 | 525.4302
LS-004149 | 11178 Town View Dr. | 248452 | South Grid | Duval | 2019-05-17 | 2019-05-17 | JEA | 37738.8463 | 406.6463
LS-004150 | 8908 Ruby Rd. | 250692 | South Grid | Duval | 2019-05-17 | 2019-05-17 | JEA | 2449.9385 | 233.7273
LS-004151 | 5301 Dolphin Point Bv | 254903 | East Grid | Duval | 2019-05-24 | 2019-05-24 | JEA | 11466.0382 | 173.8757
LS-004152 | 83780 Nether St | 259653 | Nassau Grid | Nassau | 2019-06-05 | 2019-06-05 | FPL | 23470.3522 | 256.7514
LS-004154 | 12135 Wells C reek Pkwy | 247494 | St Johns Grid | St Johns | 2019-06-19 | 2019-06-19 | JEA | 73653.8141 | 599.4261
LS-004155 | 13811 Brookwater Dr. | 248132 | St Johns Grid | St Johns | 2019-06-15 | 2019-06-15 | JEA | 16261.2732 | 148.8015
LS-004156 | 96931 Slate Ct. | 252308 | Nassau Grid | Nassau | 2019-07-16 | 2019-07-16 | FPL | 5946.5031 | 82.6676
LS-004157 | 1622 Shearwater Pkwy | 253588 | St Johns Grid | St Johns | 2019-07-16 | 2019-07-16 | FPL | 65090.2326 | 368.1683
LS-004158 | 9646 Garden Street | 254532 | West Grid | Duval | 2019-07-26 | 2019-07-26 | JEA | 5795.0375 | 103.8722
LS-004159 | 15686 Saddle Charger | 251332 | West Grid | Duval | 2019-07-26 | 2019-07-26 | JEA | 100159.727 | 862.2755
LS-004160 | 2519 Wisdom Ct | 261253 | West Grid | Duval | 2019-08-21 | 2019-08-21 | JEA | 9026.7858 | 120.1463
LS-004161 | 76040 William Burgess Bv | 257108 | Nassau Grid | Nassau | 2019-09-10 | 2019-09-10 | FPL | 9333.4149 | 490.3087
LS-004163 | 11861 Bardin Rd | 252932 | North Grid | Duval | 2019-09-10 | 2019-09-10 | JEA | 8626.3561 | 152.2614
LS-004164 | 10192 Nala Ln | 253892 | North Grid | Duval | 2019-09-10 | 2019-09-10 | JEA | 11433.4967 | 103.8517
LS-004165 | 8371 Meadow Walk Lane | 258052 | South Grid | Duval | 2019-09-16 | 2019-09-16 | JEA | 154736.4414 | 732.4955
LS-004166 | 1000 Island Point Dr. | 1875 | North Grid | Duval | 2019-12-01 | 2019-12-01 | JEA | 43274.0413 | 1176.1786
LS-004167 | 77040 ROBERT WILLIAMS DR | 264452 | Nassau Grid | Nassau | 2019-11-02 | 2019-11-02 | FPL | 0 | 0
LS-004168 | 11422 MADELYNN DR | 268004 | South Grid | Duval | 2019-11-03 | 2019-11-03 | JEA | 19659.5862 | 177.897
LS-004169 | 13206 Spartina Grass Dr. | 262548 | North Grid | Duval | 2019-11-04 | 2019-11-04 | JEA | 21138.6952 | 202.0441
LS-004170 | 85633 FALL RIVER PY | 257140 | Nassau Grid | Nassau | 2019-11-05 | 2019-11-05 | FPL | 33308.2181 | 359.4361
LS-004171 | 11399 SQUARE ST | 260292 | South Grid | Duval | 2019-11-06 | 2019-11-06 | JEA | 40244.819 | 426.1294
LS-004172 | 409 Bartram Market Dr. | 262564 | St Johns Grid | St Johns | 2019-12-02 | 2019-12-02 | JEA | 13657.2509 | 262.9728
LS-004173 | 10335 RIVERWALK CT | 255828 | North Grid | Duval | 2019-12-01 | 2019-12-01 | JEA | 9445.2195 | 146.2523
LS-004174 | 97 WHITE CYPRESS DR | 266068 | St Johns Grid | Duval | 2019-12-01 | 2019-12-01 | JEA | 5623.7292 | 144.0407
LS-004175 | 7736 POINT MEADOWS DR | 270532 | South Grid | Duval | 2019-12-01 | 2019-12-01 | JEA | 1291.8897 | 258.764
LS-004176 | 80 ANDESITE TL | 259972 | St Johns Grid | St Johns | 2019-12-01 | 2019-12-01 | FPL | 19946.8254 | 99.1016
LS-004177 | 6656 Sandler Lakes Dr | 265092 | West Grid | Duval | 2020-04-28 | 2020-04-28 | JEA | 15806.8972 | 215.4323
LS-004178 | 1966 CARTER LANDING BV | 265732 | West Grid | Duval | 2020-02-24 | 2020-02-24 | JEA | 19282.3976 | 250.5826
LS-004179 | 9782 Fiddleback Ln | 267012 | West Grid | Duval | 2020-02-24 | 2020-02-24 | JEA | 24672.325 | 246.7893
LS-004180 | 10367 Silverbrook Tr | 270580 | South Grid | Duval | 2020-02-26 | 2020-02-26 | JEA | 17699.8117 | 171.4116
LS-004181 | 326 WILDLIGHT AVE | 267332 | Nassau Grid | Nassau | 2020-02-24 | 2020-02-24 | FPL | 18283.6443 | 242.3015
LS-004182 | 15593 WOODBURY DR | 262535 | West Grid | Duval | 2020-03-09 | 2020-03-09 | JEA | 21603.5653 | 120.3655
LS-004183 | 2687 Ignition Drive | 263525 | North Grid | Duval | 2020-03-11 | 2020-03-11 | JEA | 3511.9917 | 792.5446
LS-004184 | 250 Aralia Ln | 263846 | East Grid | Duval | 2020-03-18 | 2020-03-18 | JEA | 12631.6054 | 286.6663
LS-004185 | 10236 Innovation Way | 264772 | South Grid | Duval | 2020-03-31 | 2020-03-31 | JEA | 22585.6064 | 296.1054
LS-004186 | 9156 Westwick Ln | 267652 | East Grid | Duval | 2020-04-02 | 2020-04-02 | JEA | 3330.993 | 147.9411
LS-004188 | 59 Voysey Pl | 265412 | St Johns Grid | St Johns | 2020-04-20 | 2020-04-20 | FPL | 27281.0371 | 495.1466
LS-004189 | 136 Frontier Square | 269924 | St Johns Grid | St Johns | 2020-04-20 | 2020-04-20 | FPL | 8113.322 | 98.4428
LS-004190 | 312 Bartram Ranch Blvd | 267669 | St Johns Grid | St Johns | 2020-05-05 | 2020-05-05 | FPL | 34360.3842 | 383.8921
LS-004191 | 11205 KETTERING CROSSING DR | 277033 | South Grid | Duval | 2020-05-30 | 2020-05-30 | JEA | 34016.5273 | 329.6387
LS-004192 | 11212 MARGARETS LANDING PL | 269588 | North Grid | Duval | 2020-05-30 | 2020-05-30 | JEA | 11887.1623 | 213.5274
LS-004193 | 9925 REDFISH MARSH CR | 270564 | North Grid | Duval | 2020-05-30 | 2020-05-30 | JEA | 2887.0284 | 24.3127
LS-004194 | 3661 SAN PABLO PY | 272180 | East Grid | Duval | 2020-05-30 | 2020-05-30 | JEA | 40423.9156 | 316.7297
LS-004195 | 117 SCOTCH PEBBLE DR | 274756 | St Johns Grid | Duval | 2020-05-30 | 2020-05-30 | JEA | 8582.5179 | 241.1458
LS-004196 | 86274 MAINLINE RD | 271220 | Nassau Grid | Nassau | 2020-05-26 | 2020-05-26 | FPL | 41610.412 | 554.1273
LS-004197 | 135 WATERVALE DR. | 270900 | St Johns Grid | St Johns | 2020-06-12 | 2020-06-12 | FPL | 48341.4026 | 313.2007
LS-004198 | 1888 MAXINE BRANCH WY | 213268 | North Grid | Duval | 2020-07-06 | 2020-07-06 | JEA | 11749.9374 | 227.3682
LS-004199 | 227 ANTHEM RIDGE DR | 275076 | St Johns Grid | St Johns | 2020-07-17 | 2020-07-17 | FPL | 12100.2167 | 126.8841
LS-004200 | 5937 CREEKSIDE CROSSING DR | 273828 | West Grid | Duval | 2020-10-19 | 2020-10-19 | JEA | 6183.7404 | 98.7056
LS-004201 | 7095 CAMFIELD LANDING DR | 275172 | West Grid | Duval | 2020-07-24 | 2020-07-24 | JEA | 4648.0893 | 380.112
LS-004202 | 2989 FARMALL DR | 272820 | North Grid | Duval | 2020-07-28 | 2020-07-28 | JEA | 9587.6073 | 165.0912
LS-004203 | 985 Windley Dr | 272196 | St Johns Grid | St Johns | 2020-08-17 | 2020-08-17 | FPL | 23320.7079 | 151.1888
LS-004204 | 70 Hasu Rd. | 273844 | St Johns Grid | Duval | 2020-08-17 | 2020-08-17 | JEA | 15155.2417 | 348.14
LS-004205 | 75468 Estuary Way | 273460 | Nassau Grid | Nassau | 2020-08-21 | 2020-08-21 | FPL | 0 | 0
LS-004206 | 324 SILKGRASS PLACE | 277036 | St Johns Grid | St Johns | 2020-09-08 | 2020-09-08 | FPL | 32158.3365 | 335.8231
LS-004207 | 408 Annies Lane | 271540 | North Grid | Duval | 2020-10-22 | 2020-10-22 | JEA | 16449.5088 | 176.6962
LS-004208 | 84695 Fall River Pkwy | 277030 | Nassau Grid | Nassau | 2020-10-23 | 2020-10-23 | FPL | 21519.2022 | 344.7638
LS-004209 | 179 Rivertown Shoppes Dr. | 219364 | St Johns Grid | St Johns | 2020-11-24 | 2020-11-24 | FPL | 10515.0778 | 237.1106
LS-004210 | 290 Purus Way | 277038 | St Johns Grid | St Johns | 2020-11-24 | 2020-11-24 | FPL | 50444.5572 | 275.0613
LS-004211 | 5208 SAWMILL POINT WAY | 224932 | West Grid | Duval | 2020-12-04 | 2020-12-04 | JEA | 18615.9857 | 224.3436
LS-004212 | 12783 LAUREL BAY DR | 217767 | East Grid | Duval | 2020-12-11 | 2020-12-11 | JEA | 33115.6217 | 265.9165
LS-004213 | 11394 OYSTER CREEK RD | 222996 | North Grid | Duval | 2021-01-05 | 2021-01-05 | JEA | 5371.2274 | 286.8916
LS-004214 | 9189 OPEN FIELD RD | 222004 | West Grid | Duval | 2020-12-04 | 2020-12-04 | JEA | 15322.9858 | 206.951
LS-004215 | 1550 PANTHER LAKE PY | 226212 | West Grid | Duval | 2020-12-04 | 2020-12-04 | JEA | 26319.09 | 653.5397
LS-004216 | 4687 Clapboard Crossing Way | 222676 | North Grid | Duval | 2021-02-10 | 2021-02-10 | JEA | 19793.7585 | 334.4104
LS-004217 | 290 Sand Harbor Drive | 229845 | St Johns Grid | St Johns | 2021-03-30 | 2021-03-30 | FPL | 20647.9535 | 262.8745
LS-004218 | 932 Rotary Rd | 225252 | East Grid | Duval | 2021-03-28 | 2021-03-28 | JEA | 20835.4242 | 104.3161
LS-004219 | 438 Meadow Creek Dr. | 222036 | St Johns Grid | St Johns | 2021-03-29 | 2021-03-29 | FPL | 36502.0467 | 307.4477
LS-004220 | 1708 Enclave Rd | 223668 | East Grid | Duval | 2021-04-01 | 2021-04-01 | JEA | 11175.1352 | 113.8252
LS-004221 | 8233 Victory Crossing Bv | 222052 | West Grid | Duval | 2021-04-01 | 2021-04-01 | JEA | 5618.6914 | 213.031
LS-004222 | 2159 SHEARWATER PARKWAY | 277051 | St Johns Grid | St Johns | 2021-04-26 | 2021-04-26 | FPL | 55248.5482 | 525.8908
LS-004223 | 75426 Harvester Street | 224308 | Nassau Grid | NaSSAU | 2021-04-26 | 2021-04-26 | FPL | 12630.6109 | 351.4502
LS-004224 | 5343 Wabash Blve | 277044 | West Grid | Duval | 2021-04-25 | 2021-04-25 | JEA | 23926.4109 | 190.5904
LS-004225 | 13510 Holsinger Blvd | 226532 | St Johns Grid | St Johns | 2021-04-30 | 2021-04-30 | JEA | 17559.6407 | 216.6582
LS-004226 | 1910 ALLEGIANCE PL | 284077 | West Grid | Duval | 2021-05-01 | 2021-05-01 | JEA | 17677.5032 | 185.0783
LS-004227 | 13053 PALMETTO BLUFF DR | 281924 | East Grid | Duval | 2021-05-02 | 2021-05-02 | JEA | 9183.3479 | 130.1635
LS-004229 | 314 Harper Lane | 278292 | St Johns Grid | St Johns | 2021-05-04 | 2021-05-04 | JEA | 63778.9607 | 471.8357
LS-004230 | 12260 Gillespie Ave | 282132 | North Grid | Duval | 2021-06-22 | 2021-06-22 | JEA | 15319.0557 | 117.3662
LS-004231 | 409 Stillwater Blvd | 282469 | St Johns Grid | St Johns | 2021-06-22 | 2021-06-22 | JEA | 11389.2799 | 443.0531
LS-004232 | 14604 Lattice Ct | 284076 | North Grid | Duval | 2021-06-29 | 2021-06-29 | JEA | 13343.8908 | 297.6356
LS-004233 | 59 Potters Mill Tr | 281812 | St Johns Grid | St Johns | 2021-06-29 | 2021-06-29 | FPL | 23691.6511 | 187.8124
LS-004234 | 161 Spinner Dr. | 281813 | St Johns Grid | St Johns | 2021-06-29 | 2021-06-29 | FPL | 29205.8697 | 135.5061
LS-004235 | 7808 Driggers St | 284075 | West Grid | Duval | 2021-06-29 | 2021-06-29 | JEA | 7623.8206 | 103.3389
LS-004236 | 11328 Newtonian Bv | 282500 | South Grid | Duval | 2021-06-30 | 2021-06-30 | JEA | 9524.7958 | 239.431
LS-004237 | 16683 Cody Creek Ct | 283412 | North Grid | Duval | 2021-08-23 | 2021-08-23 | JEA | 4095.5582 | 76.7371
LS-004238 | 424 Burbank Ave. | 284074 | St Johns Grid | St Johns | 2021-08-23 | 2021-08-23 | JEA | 20136.9729 | 522.3202
LS-004239 | 1400 Tan Tara Tr | 284073 | West Grid | Duval | 2021-08-26 | 2021-08-26 | JEA | 46735.2179 | 554.6837
LS-004240 | 330 Floco Av | 284072 | Nassau Grid | Nassau | 2021-09-14 | 2021-09-14 | FPL | 15510.9105 | 86.5013
LS-004241 | 452 Cherry Ridge Dr | 284071 | West Grid | Clay | 2021-10-07 | 2021-10-07 | CLAY E | 26490.3342 | 390.8781
LS-004242 | 4965 Waning Way | 284070 | South Grid | Duval | 2021-10-25 | 2021-10-25 | JEA | 29611.776 | 285.856
LS-004243 | 13591 Brookwater Dr. | 284069 | St Johns Grid | Duval | 2021-11-04 | 2021-11-04 | JEA | 19157.4221 | 281.1981
LS-004244 | 2189 Hudson Grove Dr | 284068 | North Grid | Duval | 2021-11-04 | 2021-11-04 | JEA | 13200.4318 | 260.2933
LS-004245 | 10481 Anthem Wy | 284067 | South Grid | Duval | 2021-12-01 | 2021-12-01 | JEA | 14400.5638 | 146.529
LS-004246 | 225 Valley Falls | 283764 | St Johns Grid | Duval | 2021-12-01 | 2021-12-01 | JEA | 29777.2905 | 514.4645
LS-004247 | 13095 HOLSINGER BV | 284066 | St Johns Grid | Duval | 2022-03-01 | 2022-03-01 | JEA | 23094.9521 | 164.4227
LS-004248 | 372 SAINT ELIZABETH WY | 284065 | St Johns Grid | Duval | 2022-03-02 | 2022-03-02 | JEA | 14542.3895 | 832.7082
LS-004249 | 9878 Filament Bv | 284078 | South Grid | Duval | 2022-03-15 | 2022-03-15 | JEA | 12944.0142 | 173.3281
LS-004250 | 11245 Assembly St | 284084 | South Grid | Duval | 2022-03-16 | 2022-03-16 | JEA | 2492.3262 | 381.0322
LS-004251 | 2293 Kistlers Ridge Wy | 285013 | West Grid | Duval | 2022-04-01 | 2022-04-01 | JEA | 10305.5469 | 408.5172
LS-004252 | 1071 Brown Bear Run | 285012 | St Johns Grid | St Johns | 2022-04-01 | 2022-04-01 | FPL | 21415.8416 | 208.9276
LS-004253 | 6349 MORNING BLUFF DR | 286004 | WEST | Duval | 2022-05-01 | 2022-05-01 | JEA | 16808.7861 | 101.5896
LS-004254 | 3771 SPRING GARDEN CT | 286629 | South Grid | Duval | 2022-05-06 | 2022-05-06 | JEA | 5434.5417 | 118.5009
LS-004255 | 151 JULBILEE CIRCLE | 286628 | Nassau Grid | Nassau | 2022-05-06 | 2022-05-06 | FPL | 25869.2581 | 427.3043
LS-004256 | 87 Pasadena Dr | 286613 | St Johns Grid | St Johns | 2022-05-10 | 2022-05-10 | FPL | 37467.3974 | 392.3825
LS-004257 | 237 TERRAPIN CT | 286948 | NORTH | Duval | 2022-06-01 | 2022-06-01 | JEA | 9633.1426 | 197.6893
LS-004258 | 10503 FLORENCE JEAN DR | 286949 | SOUTH | Duval | 2022-06-02 | 2022-06-02 | JEA | 11812.8716 | 264.0553
LS-004259 | 9833 CRAVEN RD | 288980 | SOUTH | Duval | 2022-06-03 | 2022-06-03 | JEA | 10330.0444 | 169.326
LS-004260 | 26 ROSEMONT DR | 287252 | ST JOHNS | St Johns | 2022-06-04 | 2022-06-04 | FPL | 23411.6638 | 362.4516
LS-004261 | 2026 RIBAULT SCENIC DR | 287268 | NORTH | Duval | 2022-06-05 | 2022-06-05 | JEA | 41112.4487 | 538.3194
LS-004262 | 65980 EDGEWATER DR | 287572 | NASSAU | Nassau | 2022-06-06 | 2022-06-06 | FPL | 14862.6073 | 168.8682
LS-004263 | 29 Cypress Edge Drive | 288212 | St Johns Grid | St Johns | 2022-06-07 | 2022-06-07 | FPL | 67511.7221 | 611.5055
LS-004264 | 1177 Stillwater Boulevard | 288852 | St Johns Grid | St Johns | 2022-06-08 | 2022-06-08 | FPL | 10137.2713 | 447.6357
LS-004265 | 436 MATILDA LN | 288853 | East Grid | Duval | 2022-06-09 | 2022-06-09 | JEA | 135335.5553 | 588.0587
LS-004266 | 166 Shell Ridge Lane | 288916 | St Johns Grid | St Johns | 2022-06-10 | 2022-06-10 | FPL | 3737.7569 | 90.6084
LS-004267 | 9731 TROUT TIDDES BV | 288932 | North Grid | Duval | 2022-06-11 | 2022-06-11 | JEA | 9159.3005 | 118.2378
LS-004268 | 8299 HELMSLEY BV | 288933 | North Grid | Duval | 2022-06-12 | 2022-06-12 | JEA | 12180.8835 | 284.4925
LS-004269 | 5211 LACEBARK PINE LA | 288884 | South Grid | Duval | 2022-06-13 | 2022-06-13 | JEA | 37873.68 | 392.9012
LS-004270 | 208 Peace River Road | 289188 | St Johns Grid | St Johns | 2022-06-14 | 2022-06-14 | FPL | 18196.7251 | 197.559
LS-004271 | 11790 Abess Blvd | 289204 | East Grid | Duval | 2022-08-24 | 2022-08-24 | JEA | 22708.8915 | 404.3399
LS-004272 | 131 Tracker Street | 289622 | St Johns Grid | St Johns | 2022-08-29 | 2022-08-29 | FPL | 22376.0058 | 372.4915
LS-004273 | 2410 Sapp Road | 289631 | North Grid | Duval | 2022-09-01 | 2022-09-01 | JEA | 6293.866 | 151.5625
LS-004274 | 95421 Katherine Street | 293231 | NASSAU | Nassau | 2022-11-03 | 2022-11-03 | FPL | 0 | 0
LS-004275 | 3766 JONES ROAD | 296432 | West Grid | Duval | 2022-12-21 | 2022-12-21 | JEA | 0 | 0
LS-004276 | 292 A1A N | 298433 | St Johns Grid | St Johns | 2022-12-29 | 2022-12-29 | FPL | 0 | 0
LS-004277 | 11229 DOMAIN DRIVE | 298434 | South Grid | Duval | 2023-01-19 | 2023-01-19 | JEA | 0 | 0
LS-004278 | 104 BEE BALM LANE | 301633 | St Johns Grid | St Johns | 2023-01-20 | 2023-01-20 | FPL | 26540.5955 | 389.817
LS-004279 | 213 WAMBAW DRIVE | 301635 | St Johns Grid | St Johns | 2023-02-01 | 2023-02-01 | FPL | 0 | 0
LS-004280 | 257 STORYBOOK POINT | 301634 | St Johns Grid | St Johns | 2023-01-20 | 2023-01-20 | FPL | 0 | 0
LS-004281 | 12921 DUVAL ROAD | 302433 | North Grid | Duval | 2023-01-25 | 2023-01-25 | JEA | 0 | 0
LS-004282 | 1511 Zoo Parkway | 304433 | North Grid | Duval | 2023-02-13 | 2023-02-13 | JEA | 0 | 0
LS-004283 | 7766 Copper Ridge Rd. | 304833 | West Grid | Duval | 2023-02-14 | 2023-02-14 | JEA | 0 | 0
LS-004284 | 519 Palm Crest Dr | 305233 | St Johns Grid | St Johns | 2023-02-15 | 2023-02-15 | FPL | 0 | 0
LS-004285 | 155 East Peyton Prkwy | 304033 | St Johns Grid | St Johns | 2022-10-03 | 2022-10-03 | FPL | 3268.8 | 617.1597
LS-004286 | 9909 Pritchard Rd. | 306833 | West Grid | Duval | 2023-02-24 | 2023-02-24 | JEA | 0 | 0
LS-004287 | 160 Beachwalk Shores Drive | 309633 | St Johns Grid | St Johns | 2023-04-15 | 2023-04-15 | JEA | 4770.0421 | 643.5238
LS-004288 | 12488 Russian Olive Rd | 309634 | North Grid | Duval | 2023-04-15 | 2023-04-15 | JEA | 0 | 0
LS-004289 | 450 CURVED BAY TRAIL | 310433 | St Johns Grid | St Johns | 2023-04-15 | 2023-04-15 | FPL | 19492.5927 | 191.641
LS-004290 | 5681 Hollow Birch Drive | 311233 | West Grid | Duval | 2023-04-15 | 2023-04-15 | JEA | 0 | 0
LS-004291 | 2553 SADLER TRACE WAY | 312433 | West Grid | Duval | 2023-04-18 | 2023-04-18 | JEA | 0 | 0
LS-004292 | 677 WILDLIGHT AVENUE | 312434 | Nassau Grid | Nassau | 2023-04-15 | 2023-04-15 | FPL | 0 | 0
LS-004293 | 75572 Bridgewater Drive | 312834 | Nassau Grid | Nassau | 2023-06-01 | 2023-06-01 | FPL | 0 | 0
LS-004294 | 110063 Isotope Ct. | 312033 | South Grid | Duval | 2023-06-01 | 2023-06-01 | JEA | 0 | 0
LS-004295 | 5721 JACKS ROAD | 313233 | West Grid | Duval | 2023-06-01 | 2023-06-01 | JEA | 8986.9562 | 323.2175
LS-004297 | 927 CEDAR SLOUGH DRIVE | 314433 | West Grid | Duval | 2023-05-04 | 2023-05-04 | JEA | 0 | 0
LS-004298 | 3512 INDIGO DRIVE | 315633 | East Grid | Duval | 2023-06-01 | 2023-06-01 | JEA | 0 | 0
LS-004299 | 181 SIENNA PALM DR | 316833 | St Johns Grid | St Johns | 2023-06-01 | 2023-06-01 | FPL | 33275.335 | 412.0804
LS-004300 | 1860 Stillwater Boulevard | 319633 | St Johns Grid | St Johns | 2023-06-09 | 2023-06-09 | JEA | 0 | 0
LS-004301 | 5812 Greta Court | 321233 | North Grid | Duval | 2023-06-21 | 2023-06-21 | JEA | 0 | 0
LS-004302 | 10757 Waterfield Road | 321234 | West Grid | Duval | 2023-06-21 | 2023-06-21 | JEA | 0 | 0
LS-004303 | 85025 Sandy Ridge Loop | 323233 | Nassau Grid | NaSSAU | 2023-06-26 | 2023-06-26 | FPL | 0 | 0
LS-004304 | 160 Seaforth Drive | 325633 | St Johns Grid | St Johns | 2023-07-18 | 2023-07-18 | FPL | 18913.378 | 314.3094
LS-004305 | 135 Crosstown Boulevard | 325233 | Nassau | NaSSAU | 2023-07-19 | 2023-07-19 | FPL | 0 | 0
LS-004306 | 3202 Fiera Vista Drive | 323633 | East Grid | Duval | 2023-07-20 | 2023-07-20 | JEA | 0 | 0
LS-004307 | 30 Baywinds Court | 326003 | St Johns Grid | St Johns | 2023-08-01 | 2023-08-01 | FPL | 23767.8195 | 152.7449
LS-004308 | 475 Clark Road | 326034 | North Grid | Duval | 2023-07-26 | 2023-07-26 | JEA | 0 | 0
LS-004309 | 9036 Alpine Aster Road | 327233 | South Grid | Duval | 2023-08-04 | 2023-08-04 | JEA | 0 | 0
LS-004310 | 24 HARD PINE TRAIL | 316576 | St Johns Grid | St Johns | 2023-08-14 | 2023-08-14 | FPL | 10418.9615 | 193.2121
LS-004311 | 85 Brazil Nut Circle | 316552 | North Grid | Duval | 2023-08-18 | 2023-08-18 | JEA | 0 | 0
LS-004312 | 12402 Grand Pine Dr. | 331233 | East Grid | Duval | 2023-08-17 | 2023-08-17 | JEA | 0 | 0
LS-004313 | 5450 Morse Ave | 316575 | West Grid | Duval | 2023-08-22 | 2023-08-22 | JEA | 0 | 0
LS-004314 | 117 BOULDER LANE | 316565 | St Johns Grid | Duval | 2023-09-12 | 2023-09-12 | JEA | 15653.309 | 298.0924
LS-004315 | 6850 Mirage Street | 316479 | West Grid | Duval | 2023-08-23 | 2023-08-23 | JEA | 0 | 0
LS-004316 | 175 PALOMAR DRIVE | 336833 | St Johns Grid | St Johns | 2023-09-12 | 2023-09-12 | FPL | 15579.008 | 356.4262
LS-004317 | 1391 HIGH FALLS DRIVE | 336033 | West Grid | Duval | 2023-10-11 | 2023-10-11 | JEA | 0 | 0
LS-004318 | 11761 STILLWOOD PINES BOULEVARD | 337633 | South Grid | Duval | 2023-09-14 | 2023-09-14 | JEA | 0 | 0
LS-004319 | 14082 HYATT ROAD | 337638 | North Grid | Duval | 2023-09-15 | 2023-09-15 | JEA | 0 | 0
LS-004320 | 1661 RIBAULT SCENIC DRI | 338033 | North Grid | Duval | 2023-09-17 | 2023-09-17 | JEA | 0 | 0
LS-004321 | 280 Accolade Av | 338433 | St Johns Grid |  | 2023-10-01 | 2023-10-01 | FPL | 863.7684 | 249.8938
LS-004322 | 8518 BELFORT LANDING | 340433 | South Grid | Duval | 2023-10-03 | 2023-10-03 | JEA | 0 | 0
LS-004323 | 442 Palm Valley Rd | 340033 | St Johns Grid | St Johns | 2023-07-01 | 2023-07-01 | JEA | 1474.8918 | 185.8759
LS-004324 | 6811 Myrtle Oaks Road | 342833 | North Grid | Duval | 2023-10-31 | 2023-10-31 | JEA | 0 | 0
LS-004325 | 12706 WHELAN AVENUE | 343233 | North Grid | Duval | 2023-10-31 | 2023-10-31 | JEA | 0 | 0
LS-004326 | 10450 BENSON LAKE DR | 322833 | West Grid | Duval | 2023-11-01 | 2023-11-01 | JEA | 0 | 0
LS-004327 | 4640 Lusso Lane |  | East Grid | Duval | 2023-12-06 | 2023-12-06 | JEA | 0 | 0
LS-004328 | 98 Bay Lake Drive | 345634 | St Johns Grid | St Johns | 2023-11-28 | 2023-11-28 | FPL | 0 | 0
LS-004329 | 12607 Percy Creek Drive | 345234 | North Grid | Duval | 2023-12-19 | 2023-12-19 | JEA | 0 | 0
LS-004330 | 1015 EAST PEYTON PARKWAY | 346835 | St Johns Grid | Duval | 2024-03-21 | 2024-03-21 | JEA | 0 | 0
LS-004331 | 5420 Tellaro Lane | 347634 | West Grid | Duval | 2023-12-15 | 2023-12-15 | JEA | 0 | 0
LS-004332 | 6804 Golden Monarch Avenue | 347635 | South Grid | Duval | 2022-12-18 | 2022-12-18 | JEA | 0 | 0
LS-004334 | 12273 PARKLAND VIEW LANE | 348434 | North Grid | Duval | 2024-01-11 | 2024-01-11 | JEA | 0 | 0
LS-004335 | 118 PINE CHASE WAY | 351235 | St Johns Grid | St Johns | 2024-01-09 | 2024-01-09 | FPL | 0 | 0
LS-004336 | 5425 BARTRAM COMMONS DRIVE | 349234 | St Johns Grid | Duval | 2024-01-09 | 2024-01-09 | JEA | 0 | 0
LS-004337 | 127 SEAPORT BREEZE ROAD | 349235 | St Johns Grid | St Johns | 2024-01-02 | 2024-01-02 | JEA | 28658.5243 | 265.5898
LS-004338 | 5825 ROBITZSCH LANE | 354435 | West Grid | Duval | 2024-01-12 | 2024-01-12 | JEA | 0 | 0
LS-004339 | 34 OAK PARK DRIVE | 351234 | St Johns Grid | St Johns | 2024-01-17 | 2024-01-17 | FPL | 0 | 0
LS-004340 | 9375 LATIGIO LANE | 350834 | West Grid | Duval | 2024-01-26 | 2024-01-26 | JEA | 0 | 0
LS-004341 | 444 WILDWORKS AVENUE | 352434 | Nassau Grid | Nassau | 2024-02-21 | 2024-02-21 | FPL | 0 | 0
LS-004342 | 336 GAP CREEK DRIVE | 346835 | St Johns Grid | Duval | 2024-03-20 | 2024-03-20 | JEA | 0 | 0
LS-004343 | 1757 GOLD STAR FAMILY PARKWAY | 359244 | North Grid | Duval | 2024-04-03 | 2024-04-03 | JEA | 0 | 0
LS-004344 | 81 EDDINGTON WAY | 360844 | St Johns Grid | St Johns | 2024-04-03 | 2024-04-03 | FPL | 0 | 0
LS-004345 | 5305 BRIAR PATCH PL | 360444 | West Grid | Duval | 2024-04-12 13:25 | 2024-04-12 13:25 | JEA | 0 | 0
LS-004346 | 6450 CAMPHOR LAUREL LN | 361644 | North Grid | Duval | 2024-04-17 07:37 | 2024-04-17 07:37 | JEA | 0 | 0
LS-004347 | 14101 WIND ROW DR | 362044 | South Grid | Duval | 2024-04-22 07:27 | 2024-04-22 07:27 | JEA | 0 | 0
LS-004348 | 5540 TARSUS CT | 362444 | East Grid | Duval | 2024-04-22 14:39 | 2024-04-22 14:39 | JEA | 0 | 0
LS-004349 | 75425 DRIFTWOOD CT | 363244 | Nassau Grid | Nassau | 2024-05-01 09:53 | 2024-05-01 09:53 | FPL | 0 | 0
LS-004350 | 6877 SKINNER CENTURY LN | 364044 | South Grid | Duval | 2024-05-21 15:00 | 2024-05-21 15:00 | JEA | 0 | 0
LS-004351 | 8132 HORSEBIT CR | 637645 | West Grid | Duval | 2024-06-07 15:08 | 2024-06-07 15:08 | JEA | 0 | 0
LS-004352 | 12512 DURBANS POINT PL | 366444 | North Grid | Duval | 2024-06-10 07:49 | 2024-06-10 07:49 | JEA | 0 | 0
LS-004353 | 840 HEALTHWALK WY | 367644 | East Grid | Duval | 2024-06-12 07:42 | 2024-06-12 07:42 | JEA | 0 | 0
LS-004354 | 14293 EPPLY DR | 368444 | North Grid | Duval | 2024-06-17 07:29 | 2024-06-17 07:29 | JEA | 0 | 0
LS-004355 | 96736 BLACKROCK COVE WY | 369644 | Nassau Grid | Nassau | 2024-06-24 11:39 | 2024-06-24 11:39 | FPL | 0 | 0
LS-004356 | 8206 HAWKES MEADOW DR | 370044 | West Grid | Duval | 2024-07-01 07:37 | 2024-07-01 07:37 | JEA | 0 | 0
LS-004357 | 7303 QUEENSGATE CR | 370844 | North Grid | Duval | 2024-07-16 13:57 | 2024-07-16 13:57 | JEA | 0 | 0
LS-004358 | 86 REFLECTIONS AV | 371244 | St Johns Grid | St Johns | 2024-07-18 13:50 | 2024-07-18 13:50 | FPL | 0 | 0
LS-004359 | 96382 STILLPOINT WY | 372844 | Nassau Grid | Nassau | 2024-08-01 09:45 | 2024-08-01 09:45 | FPL | 0 | 0
LS-004360 | 7811 GREATFORD WY | 373644 | North Grid | Duval | 2024-08-06 14:32 | 2024-08-06 14:32 | JEA | 0 | 0
LS-004361 | 11847 ROBERT MASTERS BV | 374044 | North Grid | Duval | 2024-08-15 | 2024-08-15 | JEA | 0 | 0
LS-004362 | 4351 HEMLOCK ST | 374444 | North Grid | Duval | 2024-07-07 | 2024-07-07 | JEA | 0 | 0
LS-004363 | 322 LUMINOUS AVENUE | 380444 | St Johns Grid | St Johns | 2024-10-20 | 2024-10-20 | FPL | 0 | 0
LS-004364 | 9110 HARMONIOUS LN | 381244 | West Grid | Duval | 2024-10-28 | 2024-10-28 | JEA | 0 | 0
LS-004365 | 592 CLAIBORNE LANE | 382444 | St Johns Grid | St Johns | 2024-10-29 | 2024-10-29 | FPL | 0 | 0
LS-004366 | 8574 LILIAS CR | 383244 | West Grid | Duval | 2024-11-06 10:54 | 2024-11-06 10:54 | JEA | 0 | 0
LS-004367 | 405 KINGBIRD DR | 383644 | St Johns Grid | St Johns | 2024-11-06 12:42 | 2024-11-06 12:42 | FPL | 0 | 0
LS-004368 | 750 CAIDEN DR | 386444 | St Johns Grid | St Johns | 2024-12-05 15:49 | 2024-12-05 15:49 | FPL | 0 | 0
LS-004369 | 436 OAKMOSS DR | 386445 | St Johns Grid | St Johns | 2024-12-09 13:44 | 2024-12-09 13:44 | FPL | 0 | 0
LS-004370 | 658 JUNIPER HILLS DR | 389644 | St Johns Grid | St Johns | 2025-01-07 14:47 | 2025-01-07 14:47 | FPL | 0 | 0
LS-004371 | 6317 MARE AV | 392445 | West Grid | Duval | 2025-01-13 14:54 | 2025-01-13 14:54 | JEA | 0 | 0
LS-004372 | 5199 CONFERENCE DR | 395645 | West Grid | Duval | 2025-01-30 15:39 | 2025-01-30 15:39 | JEA | 0 | 0
LS-004373 | 1013 DEL WEBB PY | 396045 | Nassau Grid | Nassau | 2025-02-04 15:36 | 2025-02-04 15:36 | FPL | 0 | 0
LS-004374 | 744 SAILOR GROVE LA | 396845 | West Grid | Duval | 2025-02-10 15:51 | 2025-02-10 15:51 | JEA | 0 | 0
LS-004375 | 141 HEADSTREAM DR | 398845 | St Johns Grid | St Johns | 2025-03-04 15:09 | 2025-03-04 15:09 | FPL | 0 | 0
LS-004376 | 5802 VICTORIA CREEL LN | 404045 | North Grid | Duval | 2025-05-05 14:03 | 2025-05-05 14:03 | JEA | 0 | 0
LS-004377 | 13500 AIR COUPE RD | 403646 | West Grid | Duval | 2025-04-28 07:22 | 2025-04-28 07:22 | JEA | 0 | 0
LS-004378 | 8699 ELMO LN | 403647 | West Grid | Duval | 2025-04-28 14:46 | 2025-04-28 14:46 | JEA | 0 | 0
LS-004379 | 504 LINGER LONGER AV | 404445 | Nassau Grid | Nassau | 2025-04-29 09:29 | 2025-04-29 09:29 | FPL | 0 | 0
LS-004380 | 1331 JEWELSTONE | 405245 | West Grid | Duval | 2025-05-05 15:23 | 2025-05-05 15:23 | JEA | 0 | 0
LS-004381 | 902 EGRET BRANCH WAY | 406045 | North Grid | Duval | 2025-05-07 | 2025-05-07 | JEA | 0 | 0
VAC-000001 | 2732 SCOTT MILL LANE | 80418 | South Grid | Duval | 2008-10-06 | 2008-10-06 | JEA | 0 | 0
VAC-000002 | 1202 BUNKER HILL BV | 111156 | North Grid | Duval | 2008-11-04 | 2008-11-04 | JEA | 0 | 0
VAC-000003 | 253 A1A | 54801 | St Johns Grid | Duval | 2004-08-11 | 2004-08-11 | FPL | 0 | 0
VAC-000004 | 130 METZ STREET | 110838 | East Grid | Duval | 2009-10-08 | 2009-10-08 | JEA | 0 | 0
VAC-000005 | 1108 BARNWELL RD | 72143 | Nassau Grid | Nassau | 2006-08-02 | 2006-08-02 | FPL | 0 | 0
Formulas:
Year of Install = [Best Estimate of Install Date of Station]

## original
Asset ID | Location Address | JEA GIS Object ID | Sewer Maintenance District | County | Best Estimate of Install Date of Station | Year of Install | Electrical Supplier | JEA Actual ADF (GPD) | JEA Design PHF (GPM) | PS Class
BPS-000639 | 2740 CR 210 | 205269 | St Johns Grid | St Johns | 2016-11-02 | 2016-11-02 | JEA |  |  | 4
BPS-001645 | 4193 OLDFIELD CROSSING | 1729 | South Grid | Duval | 2017-01-20 | 2017-01-20 | JEA |  |  | 4
BPS-001950 | 4241 SAN CLERC | 16966 | South Grid | Duval | 2012-08-22 | 2012-08-22 | JEA | 24143.5673 | 69.0287 | 4
BPS-002867 | 8617 WESTERN WAY | 204646 | South Grid | Duval | 2005-06-30 | 2005-06-30 | JEA |  |  | 4
BPS-003387 | 106 TWIN CREEKS Dr | 55153 | St Johns Grid | Duval | 2007-12-04 | 2007-12-04 | JEA |  |  | 4
BPS-004153 | 6850 Energy Center Drive | 256468 | South Grid | Duval | 2019-06-19 | 2019-06-19 | JEA |  |  | 4
BPS-004187 | 7806 RAMPART RD | 277052 | West Grid | Duval | 2021-01-01 | 2021-01-01 | JEA |  |  | 4
BPS-004228 | 10477 BRADLEY RD BOOSTER | 1329 | East Grid | Duval | 2021-05-03 | 2021-05-03 | JEA |  |  | 4
BPS-004296 | 3742 ROBENA ROAD | 315233 | North Grid | Duval | 2023-06-01 | 2023-06-01 | JEA |  |  | 4
BPS-004333 | 85008 ART WILSON LN | 354434 | Nassau Grid | Nassau | 2024-02-28 | 2024-02-28 | FPL |  |  | 4
LS-000001 | 12770 1ST ST | 1907 | North Grid | Duval | 1970-01-01 | 1970-01-01 | JEA |  |  | 1
LS-000002 | 2580 1ST ST W | 54481 | North Grid | Duval | 1950-01-01 | 1950-01-01 | JEA | 772.3363 | 2.3732 | 1
LS-000004 | 1999 30TH ST W | 1983 | North Grid | Duval | 1997-01-01 | 1997-01-01 | JEA | 16897.5081 | 48.9774 | 1
LS-000005 | 94 32ND ST E | 1298 | North Grid | Duval | 1995-01-01 | 1995-01-01 | JEA | 131570.5119 | 339.8913 | 4
LS-000006 | 1870 41ST ST W | 1804 | North Grid | Duval | 1988-01-01 | 1988-01-01 | JEA | 47950.2012 | 132.6459 | 3
LS-000007 | 1646 45TH ST W | 54482 | North Grid | Duval | 1960-01-01 | 1960-01-01 | JEA | 25946.1523 | 73.9581 | 2
LS-000013 | 2809 5TH ST W | 1941 | North Grid | Duval | 1958-01-01 | 1958-01-01 | JEA |  |  | 4
LS-000014 | 5233 5TH ST W | 1940 | West Grid | Duval | 1954-01-01 | 1954-01-01 | JEA |  |  | 4
LS-000017 | 239 68TH ST W | 1534 | North Grid | Duval | 1980-01-01 | 1980-01-01 | JEA | 6053.0151 | 18.0632 | 1
LS-000018 | 7200 AC SKINNER PY | 1710 | South Grid | Duval | 1983-01-01 | 1983-01-01 | JEA | 243665.1309 | 595.2101 | 4
LS-000019 | 5640 101ST ST | 1252 | West Grid | Duval | 1950-01-01 | 1950-01-01 | JEA | 16416.7126 | 47.6322 | 1
LS-000023 | MAGNOLIA VALLEY DR. 5097 | 85617 | West Grid | Duval | 2009-12-15 | 2009-12-15 | JEA | 5303.4806 | 15.8716 | 1
LS-000026 | 6650 103RD ST | 26881 | West Grid | Duval | 1990-02-23 | 1990-02-23 | JEA | 5276.8073 | 15.7935 | 1
LS-000033 | 7960 103RD ST | 1286 | West Grid | Duval | 1987-01-01 | 1987-01-01 | JEA | 44507.2545 | 123.6219 | 1
LS-000034 | 9380 103RD ST | 1656 | West Grid | Duval | 2001-01-01 | 2001-01-01 | JEA | 17857.27 | 51.6568 | 1
LS-000039 | 9902 103RD ST | 1655 | West Grid | Duval | 1994-01-01 | 1994-01-01 | JEA | 63218.7443 | 172.0799 | 2
LS-000045 | 5104 118TH ST | 1256 | West Grid | Duval | 1972-01-01 | 1972-01-01 | JEA | 10595000 | 11100 | 4
LS-000047 | 5823 118TH ST | 12161 | West Grid | Duval | 2003-08-13 | 2003-08-13 | JEA | 39761.23 | 111.0937 | 1
LS-000048 | 8350 118TH ST | 1562 | West Grid | Duval | 1999-10-08 | 1999-10-08 | JEA | 42912.2545 | 119.4233 | 1
LS-000057 | 3215 ABBEYFIELD LN | 1139 | East Grid | Duval | 1980-01-01 | 1980-01-01 | JEA | 147421.8681 | 377.2555 | 1
LS-000058 | 5180 ABEL LN | 1490 | West Grid | Duval | 1973-03-30 | 1973-03-30 | JEA | 17986.6446 | 52.0174 | 1
LS-000060 | 12733 ABESS BV | 1826 | East Grid | Duval | 1987-01-01 | 1987-01-01 | JEA | 355410.0375 | 833.939 | 4
LS-000063 | 8752 ACANTHUS DR | 1564 | West Grid | Duval | 1970-01-01 | 1970-01-01 | JEA | 196719.2471 | 490.6179 | 3
LS-000067 | 11933 ACOSTA RD | 1968 | South Grid | Duval | 1980-01-01 | 1980-01-01 | JEA |  |  | 1
LS-000069 | 505 ADDOR LN | 1369 | West Grid | Duval | 1992-07-28 | 1992-07-28 | JEA | 1532.786 | 4.6781 | 1
LS-000070 | 9374 ADELAID DR | 2241 | West Grid | Duval | 2001-08-14 | 2001-08-14 | JEA | 91415.151 | 242.8085 | 2
LS-000071 | 2844 ADELE RD | 2012 | South Grid | Duval | 1980-01-01 | 1980-01-01 | JEA | 8177.49 | 24.2285 | 1
LS-000073 | 13650 AEROSPACE WAY | 89458 | West Grid | Duval | 1985-01-01 | 1985-01-01 | JEA | 6798.2711 | 20.2334 | 1
LS-000074 | 125 AFTON LN | 1963 | St Johns Grid | Duval | 1998-09-01 | 1998-09-01 | JEA |  |  | 1
LS-000075 | 10150 AGAVE RD | 1631 | East Grid | Duval | 1980-01-01 | 1980-01-01 | JEA | 510516.0839 | 1147.461 | 2
LS-000076 | 10398 AGAVE RD | 1741 | East Grid | Duval | 1970-01-01 | 1970-01-01 | JEA | 26656.21 | 75.894 | 1
LS-000080 | AIRPORT STATION A RAMP | 29846 | North Grid | Duval | 2006-11-08 | 2006-11-08 | JEA |  |  | 2
LS-000081 | 7039 ALACHUA AV | 1986 | West Grid | Duval | 1981-01-01 | 1981-01-01 | JEA | 394776.8476 | 915.2351 | 4
LS-000082 | 11823 ALDEN RD | 1344 | East Grid | Duval | 2007-05-11 | 2007-05-11 | JEA | 70393.6622 | 190.3148 | 1
LS-000083 | 12106 ALDEN RD | 1158 | East Grid | Duval | 1970-01-01 | 1970-01-01 | JEA | 48107.9339 | 133.0581 | 1
LS-000085 | 12193 ALEXANDRA DR | 19856 | North Grid | Duval | 2005-06-09 | 2005-06-09 | JEA |  |  | 1
LS-000086 | 11551 ALEXIS FOREST DR | 1624 | South Grid | Duval | 1990-01-01 | 1990-01-01 | JEA |  |  | 1
LS-000088 | 907 ALIZON ST | 28897 | St Johns Grid | Duval | 2000-04-23 | 2000-04-23 | JEA |  |  | 2
LS-000091 | 11524 ALTA DR | 2881 | North Grid | Duval | 2001-07-27 | 2001-07-27 | JEA |  |  | 1
LS-000097 | 11009 ALUMNI WY | 2034 | South Grid | Duval | 1980-01-01 | 1980-01-01 | JEA | 73010.1472 | 196.9219 | 1
LS-000098 | 11220 ALUMNI WY | 1069 | South Grid | Duval | 1980-01-01 | 1980-01-01 | JEA | 142175.0421 | 364.9419 | 2
LS-000099 | 4172 Eco Rd | 30660 | East Grid | Duval | 2005-01-21 | 2005-01-21 | JEA | 87672.9677 | 233.5578 | 4
LS-000100 | 85111 Amaryllis Ct | 48721 | Nassau Grid | Nassau | 2007-08-29 | 2007-08-29 | FPL |  |  | 2
LS-000103 | 95352 AMELIA CONCOURSE | 52257 | Nassau Grid | Nassau | 2005-08-04 | 2005-08-04 | FPL |  |  | 2
LS-000104 | 4172 ANDERSON WOODS DR | 21776 | North Grid | Duval | 2005-11-30 | 2005-11-30 | JEA |  |  | 1
LS-000109 | 10922 APPLE BLOSSOM TL E | 11844 | North Grid | Duval | 2003-12-30 | 2003-12-30 | JEA |  |  | 1
LS-000110 | 8825 ARBOR BREEZE LN | 52944 | West Grid | Duval | 2007-02-01 | 2007-02-01 | JEA | 4325.0228 | 12.9962 | 1
LS-000111 | 11867 ARBOR LAKE DR | 31330 | East Grid | Duval | 1984-09-22 | 1984-09-22 | JEA | 4331.3814 | 13.0149 | 1
LS-000112 | 12026 ARBOR LAKE DR | 31297 | East Grid | Duval | 1984-06-22 | 1984-06-22 | JEA | 27469.8237 | 78.1083 | 1
LS-000113 | 1092 ARBOR LN | 54487 | East Grid | Duval | 2005-02-28 | 2005-02-28 | JEA | 1736.0729 | 5.2907 | 1
LS-000114 | 9420 ARBOR OAK LN | 72173 | North Grid | Duval | 2005-08-16 | 2005-08-16 | JEA | 32750.9897 | 92.3834 | 2
LS-000116 | 6491 ARGYLE FOREST BV | 1118 | West Grid | Duval | 1980-01-01 | 1980-01-01 | JEA | 96308.4852 | 254.8478 | 2
LS-000118 | 7663 ARGYLE FOREST BV | 1792 | West Grid | Duval | 1988-01-01 | 1988-01-01 | JEA | 137574.4472 | 354.1014 | 2
LS-000119 | 8104 ARGYLE FOREST BV | 1514 | West Grid | Duval | 1970-01-01 | 1970-01-01 | JEA | 369834.4734 | 863.8778 | 4
LS-000120 | 9526 ARGYLE FOREST BV | 41697 | West Grid | Duval | 2003-10-07 | 2003-10-07 | JEA | 12617.531 | 36.9285 | 1
LS-000122 | 6912 ARLEX DR S | 27953 | East Grid | Duval | 1958-09-10 | 1958-09-10 | JEA |  |  | 1
LS-000123 | 1090 ARLINGTON RD | 39090 | East Grid | Duval | 1977-09-06 | 1977-09-06 | JEA |  |  | 1
LS-000130 | 6233 ARLINGTON XWAY | 36881 | East Grid | Duval | 1971-08-06 | 1971-08-06 | JEA |  |  | 1
LS-000132 | 7528 ARLINGTON XY | 39121 | East Grid | Duval | 1989-08-31 | 1989-08-31 | JEA |  |  | 1
LS-000133 | 7837 ARLINGTON XY | 34817 | East Grid | Duval | 1967-11-01 | 1967-11-01 | JEA |  |  | 1
LS-000134 | 8052 ARLINGTON XY | 36785 | East Grid | Duval | 1972-04-13 | 1972-04-13 | JEA |  |  | 2
LS-000138 | 3194 ARMSDALE RD | 8004 | North Grid | Duval | 2002-09-19 | 2002-09-19 | JEA |  |  | 1
LS-000140 | 6661 ARROWROOT DR | 1793 | West Grid | Duval | 1970-01-01 | 1970-01-01 | JEA | 9555.2857 | 28.1942 | 1
LS-000147 | 9099 ARUNDELL WY | 1182 | South Grid | Duval | 1980-01-01 | 1980-01-01 | JEA |  |  | 2
LS-000148 | 10031 ASHFORD CROSSING | 1191 | South Grid | Duval | 1980-01-01 | 1980-01-01 | JEA | 4996.8532 | 14.9724 | 1
LS-000149 | 4894 ASHLEY MANOR WY | 14731 | East Grid | Duval | 1989-10-25 | 1989-10-25 | JEA | 22801.2363 | 65.3436 | 1
LS-000153 | 10065 ATLANTIC BV | 1871 | East Grid | Duval | 2001-03-01 | 2001-03-01 | JEA | 810.9704 | 2.4909 | 1
LS-000160 | 12570 ATLANTIC BV | 1032 | East Grid | Duval | 1980-01-01 | 1980-01-01 | JEA | 72162.8036 | 194.7846 | 2
LS-000173 | 4110 ATLANTIC BV | 2055 | East Grid | Duval | 1982-01-01 | 1982-01-01 | JEA | 107042.6527 | 281.0427 | 2
LS-000205 | 9380 ATLANTIC BV | 1868 | East Grid | Duval | 1970-01-01 | 1970-01-01 | JEA | 92124.7169 | 244.5582 | 1
LS-000214 | 5791 ATLEE AV | 1292 | West Grid | Duval | 1988-01-01 | 1988-01-01 | JEA | 101640.5132 | 267.8956 | 2
LS-000217 | 2152 AUSTIN CREEK RD | 30550 | North Grid | Duval | 2005-01-05 | 2005-01-05 | JEA |  |  | 1
LS-000219 | 4739 AVENT DR | 52936 | West Grid | Duval | 2007-03-13 | 2007-03-13 | JEA | 3037.0467 | 9.1826 | 1
LS-000221 | 855 AVIATION DR | 72107 | East Grid | Duval | 1999-05-14 | 1999-05-14 | JEA |  |  | 1
LS-000222 | 12621 AYRSHIRE ST E | 28865 | North Grid | Duval | 2004-10-15 | 2004-10-15 | JEA |  |  | 2
LS-000224 | 15807 BAINEBRIDGE DR | 52938 | North Grid | Duval | 2006-11-08 | 2006-11-08 | JEA |  |  | 1
LS-000225 | 15854 BAINEBRIDGE DR | 52939 | North Grid | Duval | 2006-11-08 | 2006-11-08 | JEA |  |  | 1
LS-000226 | 74 BAISDEN RD | 1081 | North Grid | Duval | 1954-01-01 | 1954-01-01 | JEA |  |  | 1
LS-000228 | 528 BALMORAL CR N | 1462 | North Grid | Duval | 1980-01-01 | 1980-01-01 | JEA |  |  | 2
LS-000229 | 4501 BARKOSKIE RD | 1445 | South Grid | Duval | 1985-01-01 | 1985-01-01 | JEA |  |  | 1
LS-000230 | 4437 BARNES RD | 1901 | East Grid | Duval | 2003-11-25 | 2003-11-25 | JEA |  |  | 3
LS-000231 | 2158 BARNSTORMER RD AIRPORT STA. B | 52946 | North Grid | Duval | 1996-01-01 | 1996-01-01 | JEA |  |  | 2
LS-000233 | 6039 BARTOLF AV | 1557 | West Grid | Duval | 1950-01-01 | 1950-01-01 | JEA | 742.8676 | 2.2834 | 1
LS-000235 | 12882 BARTRAM PARK BV | 14085 | St Johns Grid | Duval | 2004-02-20 | 2004-02-20 | JEA |  |  | 3
LS-000236 | 13551 BARTRAM PARK BV | 72134 | St Johns Grid | Duval | 2006-04-25 | 2006-04-25 | JEA |  |  | 1
LS-000237 | 14041 BARTRAM PARK BV | 72108 | St Johns Grid | Duval | 2007-01-09 | 2007-01-09 | JEA |  |  | 4
LS-000241 | 6046 BARTRAM VILLAGE DR | 54491 | St Johns Grid | Duval | 2006-08-21 | 2006-08-21 | JEA |  |  | 1
LS-000243 | 6263 BATTLE GATE RD | 30537 | South Grid | Duval | 2005-07-07 | 2005-07-07 | JEA |  |  | 2
LS-000244 | 4568 BAY HARBOUR DR | 14732 | East Grid | Duval | 1985-11-22 | 1985-11-22 | JEA | 107757.2443 | 282.7764 | 3
LS-000245 | 4 BAY ST E | 54492 | North Grid | Duval | 2003-10-17 | 2003-10-17 | JEA | 817.2623 | 2.51 | 1
LS-000246 | 834 BAY ST E | 1902 | North Grid | Duval | 1966-01-01 | 1966-01-01 | JEA |  |  | 4
LS-000247 | 7999 BAYBERRY RD | 17601 | South Grid | Duval | 1975-04-01 | 1975-04-01 | JEA | 13864.1839 | 40.4559 | 1
LS-000248 | 5239 BAYCREST RD | 1373 | West Grid | Duval | 1971-01-01 | 1971-01-01 | JEA | 10616.4262 | 31.2327 | 1
LS-000249 | 8751 BAYLEAF DR | 17282 | South Grid | Duval | 1971-11-20 | 1971-11-20 | JEA | 119108.5528 | 310.158 | 3
LS-000250 | 7640 BAYMEADOWS CR W | 16646 | South Grid | Duval | 1984-03-07 | 1984-03-07 | JEA | 69005.9445 | 186.8016 | 1
LS-000251 | 7836 BAYMEADOWS CR W | 16652 | South Grid | Duval | 1973-03-23 | 1973-03-23 | JEA | 38164.8141 | 106.8552 | 1
LS-000254 | 10702 BAYMEADOWS RD | 1193 | South Grid | Duval | 1980-01-01 | 1980-01-01 | JEA | 348081.9659 | 818.6595 | 3
LS-000255 | 3847 BAYMEADOWS RD | 15375 | South Grid | Duval | 1971-04-23 | 1971-04-23 | JEA | 5907.9121 | 17.6396 | 1
LS-000256 | 8115 BAYMEADOWS CR W | 382844 | South Grid | Duval | 2024-11-04 | 2024-11-04 | JEA | 185315.8733 | 464.7443 | 3
LS-000258 | 7823 BAYMEADOWS RD E | 1614 | South Grid | Duval | 2001-03-22 | 2001-03-22 | JEA | 154723.4577 | 394.3062 | 2
LS-000259 | 8036 BAYMEADOWS RD E | 11845 | South Grid | Duval | 2003-07-10 | 2003-07-10 | JEA | 237543.2972 | 581.735 | 3
LS-000260 | 7160 BAYMEADOWS WY | 2010 | South Grid | Duval | 1999-09-13 | 1999-09-13 | JEA | 22845.9475 | 65.4665 | 2
LS-000261 | 8800 BAYMEADOWS WY | 18886 | South Grid | Duval | 1980-12-20 | 1980-12-20 | JEA | 12014.8836 | 35.2177 | 1
LS-000262 | 7611 BAYMEADOWS WY W | 15693 | South Grid | Duval | 1981-12-09 | 1981-12-09 | JEA | 8952.6929 | 26.4627 | 1
LS-000263 | 9733 BAYOU BLUFF DR | 2017 | South Grid | Duval | 1985-01-01 | 1985-01-01 | JEA |  |  | 3
LS-000282 | 11260 BEACH BV | 2037 | South Grid | Duval | 2000-01-01 | 2000-01-01 | JEA | 41120.6707 | 114.6932 | 1
LS-000284 | 11325 BEACH BV | 1455 | East Grid | Duval | 1987-10-01 | 1987-10-01 | JEA | 116034.8654 | 302.7727 | 2
LS-000298 | 13955 BEACH BV | 1472 | East Grid | Duval | 2000-09-05 | 2000-09-05 | JEA | 5172.7622 | 15.4885 | 1
LS-000299 | 14008 BEACH BV | 60577 | East Grid | Duval | 2006-08-30 | 2006-08-30 | JEA | 41678.3487 | 116.1672 | 1
LS-000300 | 13951 SUNI PINES | 1352 | East Grid | Duval | 1980-01-01 | 1980-01-01 | JEA |  |  | 2
LS-000303 | 14380 BEACH BV | 21122 | East Grid | Duval | 1997-05-26 | 1997-05-26 | JEA | 12525.9379 | 36.6688 | 1
LS-000305 | 14750 BEACH BV | 21444 | East Grid | Duval | 1988-05-10 | 1988-05-10 | JEA | 8465.4238 | 25.0593 | 1
LS-000306 | 3651 BEACH BV | 1766 | East Grid | Duval | 2000-04-21 | 2000-04-21 | JEA | 5865.4556 | 17.5157 | 1
LS-000340 | 9815 BEACH BV | 54499 | East Grid | Duval | 1981-07-01 | 1981-07-01 | JEA | 14789.2861 | 43.0637 | 1
LS-000346 | 11247 BEACON DR | 14722 | East Grid | Duval | 1975-03-21 | 1975-03-21 | JEA | 17460.792 | 50.5509 | 2
LS-000347 | 9465 BEAUCLERC COVE RD | 1719 | South Grid | Duval | 1970-01-01 | 1970-01-01 | JEA |  |  | 1
LS-000348 | 9456 BEAUCLERC OAKS DR | 1310 | South Grid | Duval | 1970-01-01 | 1970-01-01 | JEA |  |  | 1
LS-000349 | 2860 BEAUCLERC RD | 1058 | South Grid | Duval | 1980-01-01 | 1980-01-01 | JEA |  |  | 1
LS-000350 | 3468 BEAUCLERC RD | 1851 | South Grid | Duval | 1997-12-31 | 1997-12-31 | JEA |  |  | 1
LS-000357 | 15701 BEAVER ST W | 54498 | West Grid | Duval | 2004-05-14 | 2004-05-14 | JEA | 46798.54 | 129.6332 | 2
LS-000358 | 2028 BEAVER ST W | 2067 | North Grid | Duval | 1954-01-01 | 1954-01-01 | JEA | 50937.9763 | 140.4353 | 2
LS-000365 | 9801 BEAVER ST W | 1538 | West Grid | Duval | 1991-01-01 | 1991-01-01 | JEA | 47849.8639 | 132.3836 | 3
LS-000366 | 11082 BECKLEY PL | 1454 | South Grid | Duval | 1982-01-01 | 1982-01-01 | JEA | 289570.7016 | 694.8526 | 2
LS-000367 | 178 BEDSTONE DR | 52904 | St Johns Grid | St Johns | 2007-01-12 | 2007-01-12 | FPL |  |  | 1
LS-000368 | 8622 BEECHFERN LN | 1117 | West Grid | Duval | 1950-01-01 | 1950-01-01 | JEA | 39688.6513 | 110.9013 | 1
LS-000369 | 3002 BELAIR RD | 39105 | East Grid | Duval | 2002-05-01 | 2002-05-01 | JEA | 32976.0306 | 92.9881 | 1
LS-000370 | 6868 BELFORT OAKS PL | 1714 | South Grid | Duval | 1980-01-01 | 1980-01-01 | JEA | 134014.8646 | 345.6854 | 3
LS-000371 | 7803 BELFORT PY | 1176 | South Grid | Duval | 1980-01-01 | 1980-01-01 | JEA | 32126.6894 | 90.7044 | 1
LS-000372 | 3329 BELFORT RD | 1049 | South Grid | Duval | 1980-01-01 | 1980-01-01 | JEA | 15576.58 | 45.2767 | 1
LS-000374 | 10222 BELLE RIVE BV | 1194 | South Grid | Duval | 1985-01-01 | 1985-01-01 | JEA | 41072.3804 | 114.5654 | 1
LS-000377 | 12869 BENTWATER DR | 1757 | East Grid | Duval | 1985-01-01 | 1985-01-01 | JEA | 81215.6639 | 217.5026 | 2
LS-000378 | 4368 BERGHLEY CT S | 1723 | South Grid | Duval | 1985-01-01 | 1985-01-01 | JEA |  |  | 1
LS-000379 | 1044 BERT RD | 25282 | East Grid | Duval | 1966-02-15 | 1966-02-15 | JEA |  |  | 1
LS-000380 | 833 BERT RD | 37505 | East Grid | Duval | 1967-04-28 | 1967-04-28 | JEA |  |  | 1
LS-000381 | 13123 BERWICKSHIRE DR | 12810 | East Grid | Duval | 2003-07-14 | 2003-07-14 | JEA | 32211.7668 | 90.9333 | 1
LS-000384 | 13215 BIGGIN CHURCH RD S | 1219 | East Grid | Duval | 1982-01-01 | 1982-01-01 | JEA | 110133.5971 | 288.5333 | 2
LS-000385 | 3891 BIGGIN CHURCH RD W | 1087 | East Grid | Duval | 1982-01-01 | 1982-01-01 | JEA | 65433.4978 | 177.7275 | 2
LS-000386 | 1850 BILODEAU CT | 54500 | West Grid | Duval | 2009-04-26 | 2009-04-26 | JEA | 13399.2229 | 39.1421 | 1
LS-000388 | 11717 BISCAYNE BV | 1912 | North Grid | Duval | 1982-01-01 | 1982-01-01 | JEA |  |  | 2
LS-000390 | 12300 BISCAYNE BV | 12493 | North Grid | Duval | 2002-12-16 | 2002-12-16 | JEA |  |  | 2
LS-000391 | 3366 BISHOP ESTATES RD | 9921 | St Johns Grid | Duval | 2002-03-29 | 2002-03-29 | JEA |  |  | 1
LS-000392 | 1920 BISHOP ESTATES RD | 3201 | St Johns Grid | Duval | 1998-10-30 | 1998-10-30 | JEA |  |  | 1
LS-000393 | 3460 BISHOP ESTATES RD | 10566 | St Johns Grid | Duval | 2002-09-04 | 2002-09-04 | JEA |  |  | 2
LS-000396 | 5738 BISHOP HATCHER DR S | 1586 | North Grid | Duval | 1950-01-01 | 1950-01-01 | JEA | 18328.3533 | 52.9691 | 1
LS-000397 | 908 BLACK CHERRY DR | 72106 | St Johns Grid | Duval | 2006-05-17 | 2006-05-17 | JEA |  |  | 1
LS-000398 | 12255 BLACK WALNUT CT | 52883 | North Grid | Duval | 2007-02-02 | 2007-02-02 | JEA |  |  | 1
LS-000399 | 921 BLACKBERRY LN | 1201 | St Johns Grid | Duval | 1995-01-01 | 1995-01-01 | JEA |  |  | 1
LS-000400 | 4983 BLACKHAWK DR | 13761 | St Johns Grid | Duval | 2003-10-28 | 2003-10-28 | JEA |  |  | 1
LS-000401 | 460 BLAGDON CT | 1166 | East Grid | Duval | 2000-04-03 | 2000-04-03 | JEA | 13315.2413 | 38.9046 | 1
LS-000419 | 7200 BLANDING BV | 15041 | West Grid | Duval | 2004-10-14 | 2004-10-14 | JEA | 2009.0293 | 6.1111 | 1
LS-000420 | 7703 BLANDING BV | 12491 | West Grid | Duval | 2000-04-04 | 2000-04-04 | JEA | 272753.6763 | 658.6257 | 3
LS-000422 | 8151 BLANDING BV | 8336 | West Grid | Duval | 1985-09-03 | 1985-09-03 | JEA | 2124.1226 | 6.4564 | 1
LS-000423 | 8621 BLARNEY STONE CT | 1393 | South Grid | Duval | 1974-07-17 | 1974-07-17 | JEA | 85742.4352 | 228.7703 | 1
LS-000425 | 11301 BLOSSOM RIDGE DR | 2042 | North Grid | Duval | 1970-01-01 | 1970-01-01 | JEA |  |  | 1
LS-000427 | 9240 BLOUNT ISLAND BV | 15687 | North Grid | Duval | 2001-11-01 | 2001-11-01 | JEA |  |  | 1
LS-000428 | 9362 BLOUNT ISLAND BV | 13446 | North Grid | Duval | 2001-02-20 | 2001-02-20 | JEA |  |  | 2
LS-000429 | 9950 BLOUNT ISLAND BV | 15688 | North Grid | Duval | 2001-11-01 | 2001-11-01 | JEA |  |  | 1
LS-000430 | 9969 BLOUNT ISLAND BV | 15689 | North Grid | Duval | 1999-01-01 | 1999-01-01 | JEA |  |  | 1
LS-000431 | 9233 BLOUNT ISLAND DR | 1266 | North Grid | Duval | 2000-01-14 | 2000-01-14 | JEA |  |  | 1
LS-000432 | 12668 BLUE EAGLE WY | 1036 | East Grid | Duval | 1980-01-01 | 1980-01-01 | JEA | 75689.5637 | 203.6651 | 2
LS-000434 | 10837 BLUE PACIFIC CT | 2020 | South Grid | Duval | 1980-01-01 | 1980-01-01 | JEA |  |  | 1
LS-000435 | 125 BLUE WATER DR | 72105 | St Johns Grid | St Johns | 2007-06-01 | 2007-06-01 | FPL |  |  | 2
LS-000436 | 1323 BLUE WATER DR | 72104 | St Johns Grid | St Johns | 2007-06-01 | 2007-06-01 | FPL |  |  | 1
LS-000437 | 733 BLUE WATER DR | 72103 | St Johns Grid | St Johns | 2007-06-01 | 2007-06-01 | FPL |  |  | 1
LS-000438 | 554 BLUE WHALE WY | 1483 | North Grid | Duval | 1987-01-01 | 1987-01-01 | JEA |  |  | 1
LS-000439 | 3500 BOATWRIGHT WY | 1173 | South Grid | Duval | 1980-01-01 | 1980-01-01 | JEA | 46597.4532 | 129.1066 | 1
LS-000441 | 6961 BONNEVAL RD | 1174 | South Grid | Duval | 1990-01-01 | 1990-01-01 | JEA | 61090.288 | 166.636 | 2
LS-000443 | 85231 BOSTICK WOOD DR | 14403 | Nassau Grid | Nassau | 2001-08-22 | 2001-08-22 | FPL |  |  | 1
LS-000444 | 1706 BOULEVARD AV | 1778 | North Grid | Duval | 1966-01-01 | 1966-01-01 | JEA | 205090.1242 | 509.4885 | 3
LS-000445 | 4133 BOULEVARD CENTER DR | 1357 | East Grid | Duval | 1980-01-01 | 1980-01-01 | JEA | 43279.3326 | 120.3906 | 2
LS-000448 | 6817 BOWDEN RD | 24002 | South Grid | Duval | 2005-06-03 | 2005-06-03 | JEA | 9709.1376 | 28.6356 | 1
LS-000451 | 544 BOWLAN ST | 1466 | East Grid | Duval | 2008-08-20 | 2008-08-20 | JEA |  |  | 4
LS-000452 | 10182 BRADLEY RD | 2031 | East Grid | Duval | 1980-01-01 | 1980-01-01 | JEA | 44761.05 | 124.2889 | 1
LS-000456 | 12714 BRADY PLACE BV S | 1383 | South Grid | Duval | 1980-01-01 | 1980-01-01 | JEA |  |  | 2
LS-000457 | 95135 BRADY POINT RD | 52274 | Nassau Grid | Nassau | 2005-09-29 | 2005-09-29 | FPL |  |  | 1
LS-000459 | 2391 BREST RD | 1392 | South Grid | Duval | 1980-01-01 | 1980-01-01 | JEA | 13562.1401 | 39.6027 | 1
LS-000460 | 2941 BREVE DR | 1676 | North Grid | Duval | 1999-09-24 | 1999-09-24 | JEA | 11856.9514 | 34.7687 | 1
LS-000461 | 268 BRIDGECREEK DR | 35169 | St Johns Grid | St Johns | 2001-07-25 | 2001-07-25 | FPL |  |  | 1
LS-000462 | 9022 BRIDGECREEK DR | 1961 | West Grid | Duval | 1994-01-01 | 1994-01-01 | JEA | 65609.1923 | 178.1748 | 2
LS-000465 | 8460 BRIERWOOD RD | 1303 | South Grid | Duval | 1996-07-01 | 1996-07-01 | JEA | 147650.5611 | 377.7911 | 3
LS-000468 | 5210 BRIGHTON PARK LN | 54503 | West Grid | Duval | 2005-04-11 | 2005-04-11 | JEA | 5898.0903 | 17.611 | 1
LS-000469 | 5565 BRISTOL BAY LN | 9284 | West Grid | Duval | 1999-10-13 | 1999-10-13 | JEA | 31854.218 | 89.9709 | 1
LS-000470 | 1261 BROAD ST | 52940 | North Grid | Duval | 1966-01-01 | 1966-01-01 | JEA | 100154.593 | 264.2668 | 1
LS-000476 | 6630 BROADWAY AV | 1102 | West Grid | Duval | 1980-01-01 | 1980-01-01 | JEA | 70539.2283 | 190.683 | 2
LS-000481 | 38 BROOKVIEW DR N | 19203 | East Grid | Duval | 1993-05-27 | 1993-05-27 | JEA | 34097.1983 | 95.9966 | 1
LS-000482 | 75025 BROOKWOOD DR | 72154 | Nassau Grid | Nassau | 2006-06-08 | 2006-06-08 | FPL |  |  | 1
LS-000484 | 1001 Broward Rd. | 1979 | North Grid | Duval | 1996-01-01 | 1996-01-01 | JEA |  |  | 2
LS-000485 | 1530 BROWARD RD | 1078 | North Grid | Duval | 1950-01-01 | 1950-01-01 | JEA |  |  | 1
LS-000486 | 2518 BROWARD RD | 1878 | North Grid | Duval | 1970-01-01 | 1970-01-01 | JEA |  |  | 1
LS-000489 | 250 BRYAN ST | 1229 | North Grid | Duval | 1966-01-01 | 1966-01-01 | JEA | 31058.9386 | 87.8276 | 2
LS-000490 | 1140 BUCKBEAN BRANCH LN E | 1659 | St Johns Grid | Duval | 1994-12-02 | 1994-12-02 | JEA |  |  | 1
LS-000491 | 5301 EVERGREEN AV | 2003 | North Grid | Duval | 1986-01-01 | 1986-01-01 | JEA |  |  | 4
LS-000495 | 10828 BURNT MILL RD | 1306 | South Grid | Duval | 1982-01-01 | 1982-01-01 | JEA | 154109.0579 | 392.8752 | 4
LS-000496 | 11201 BURNT MILL RD | 11204 | South Grid | Duval | 2005-06-01 | 2005-06-01 | JEA | 57949.5906 | 158.5729 | 2
LS-000504 | 11775 CAMDEN RD | 54504 | North Grid | Duval | 2005-07-01 | 2005-07-01 | JEA |  |  | 1
LS-000505 | 11855 CAMDEN RD | 1464 | North Grid | Duval | 1975-01-01 | 1975-01-01 | JEA |  |  | 1
LS-000507 | 11022 CAMPUS HEIGHTS LN | 30554 | North Grid | Duval | 2009-01-15 | 2009-01-15 | JEA |  |  | 1
LS-000509 | 801 CANDLE BARK DR | 11203 | East Grid | Duval | 2003-11-06 | 2003-11-06 | JEA | 85490.1459 | 228.1438 | 2
LS-000510 | 2418 CANEY WOOD CT | 54849 | North Grid | Duval | 2005-04-27 | 2005-04-27 | JEA |  |  | 1
LS-000511 | 13996 CANOPY OVERLOOK CT | 1223 | East Grid | Duval | 1980-01-01 | 1980-01-01 | JEA | 6405.0075 | 19.0893 | 1
LS-000512 | 14051 CANYON FALLS DR S | 1088 | East Grid | Duval | 1980-01-01 | 1980-01-01 | JEA | 29744.771 | 84.2778 | 1
LS-000514 | 3230 CAPPER RD | 64740 | North Grid | Duval | 2007-05-07 | 2007-05-07 | JEA |  |  | 1
LS-000515 | 3327 CAPPER RD | 1339 | North Grid | Duval | 1980-01-01 | 1980-01-01 | JEA |  |  | 2
LS-000516 | 9344 CARACARA DR | 56753 | West Grid | Duval | 2007-11-07 | 2007-11-07 | JEA | 11914.842 | 34.9333 | 1
LS-000517 | 5219 CARDER ST | 1995 | West Grid | Duval | 1966-01-01 | 1966-01-01 | JEA | 103632.3068 | 272.7513 | 2
LS-000518 | 2004 CAREY AV | 1980 | North Grid | Duval | 1980-01-01 | 1980-01-01 | JEA | 10743.0409 | 31.5944 | 2
LS-000519 | 8043 CARLOTTA RD N | 26241 | East Grid | Duval | 1989-11-15 | 1989-11-15 | JEA |  |  | 3
LS-000520 | 900 CARLOTTA RD W | 26577 | East Grid | Duval | 1957-04-15 | 1957-04-15 | JEA |  |  | 2
LS-000529 | 2499 CASTAWAY DR | 1222 | East Grid | Duval | 1980-01-01 | 1980-01-01 | JEA | 4944.3561 | 14.8182 | 1
LS-000530 | 451 CATHERINE ST | 54505 | North Grid | Duval | 1950-01-01 | 1950-01-01 | JEA | 20577.7727 | 59.2112 | 1
LS-000531 | 3750 CATANIA PL | 52929 | East Grid | Duval | 2006-08-21 | 2006-08-21 | JEA | 16960.7106 | 49.1541 | 1
LS-000532 | 142 CATTAIL CR | 1568 | St Johns Grid | Duval | 1996-01-09 | 1996-01-09 | JEA |  |  | 1
LS-000533 | 5503 CATTLE CROSSING WY | 24338 | North Grid | Duval | 2005-09-13 | 2005-09-13 | JEA |  |  | 2
LS-000534 | 7041 CAVALIER RD | 2061 | North Grid | Duval | 1955-01-07 | 1955-01-07 | JEA | 17165.2946 | 49.7258 | 1
LS-000535 | 10889 CEDAR BRANCH RD | 72098 | North Grid | Duval | 2007-01-26 | 2007-01-26 | JEA |  |  | 1
LS-000536 | 14600 CEDAR ISLAND DR | 22401 | East Grid | Duval | 2006-10-01 | 2006-10-01 | JEA |  |  | 3
LS-000537 | 3881 CEDAR POINT RD | 30595 | North Grid | Duval | 2006-02-10 | 2006-02-10 | JEA |  |  | 1
LS-000538 | 10446 CENTERWOOD CT | 30553 | North Grid | Duval | 2005-01-25 | 2005-01-25 | JEA |  |  | 1
LS-000540 | 11550 CENTRAL PY | 2033 | East Grid | Duval | 1990-01-01 | 1990-01-01 | JEA | 110457.5885 | 289.3172 | 3
LS-000542 | 7621 CENTURION PY | 1611 | South Grid | Duval | 1980-01-01 | 1980-01-01 | JEA | 48228.2287 | 133.3723 | 1
LS-000545 | 955 CESERY BV | 31618 | East Grid | Duval | 1991-07-09 | 1991-07-09 | JEA |  |  | 1
LS-000546 | 8156 CESPERDES AV | 18564 | South Grid | Duval | 1957-09-06 | 1957-09-06 | JEA | 13737.9278 | 40.0994 | 1
LS-000547 | 549 CHAFFEE POINT BV | 54506 | West Grid | Duval | 2004-05-05 | 2004-05-05 | JEA | 27697.2058 | 78.7264 | 1
LS-000549 | 281 CHAFFEE RD S | 1786 | West Grid | Duval | 2011-03-24 | 2011-03-24 | JEA | 2628.7621 | 7.966 | 1
LS-000550 | 3795 CHAFFEE RD S | 15368 | West Grid | Duval | 2004-11-30 | 2004-11-30 | JEA | 12967.129 | 37.9193 | 1
LS-000556 | 1894 CHALLEN AV | 1503 | West Grid | Duval | 1950-01-01 | 1950-01-01 | JEA | 17896.1501 | 51.7652 | 2
LS-000557 | 1694 CHANDELIER CR E | 1831 | East Grid | Duval | 1980-01-01 | 1980-01-01 | JEA | 15041.0007 | 43.7719 | 1
LS-000558 | 1114 CHANDLER OAKS DR | 1808 | West Grid | Duval | 1980-01-01 | 1980-01-01 | JEA | 23064.0137 | 66.066 | 1
LS-000559 | 13645 CHARTER CT | 42001 | East Grid | Duval | 1995-03-16 | 1995-03-16 | JEA | 14853.3925 | 43.2441 | 1
LS-000560 | 4245 CHELSEA HARBOR DR W | 1610 | East Grid | Duval | 1985-01-01 | 1985-01-01 | JEA | 32300.9569 | 91.1733 | 1
LS-000561 | 6705 CHERBORG AV N | 1408 | West Grid | Duval | 2011-04-28 | 2011-04-28 | JEA | 100984.4035 | 266.294 | 2
LS-000562 | 14467 CHERRY LAKE DR E | 18892 | St Johns Grid | Duval | 2005-01-06 | 2005-01-06 | JEA |  |  | 1
LS-000564 | 8233 CHESTER LAKES RD N | 1625 | South Grid | Duval | 1980-01-01 | 1980-01-01 | JEA | 24644.885 | 70.4018 | 1
LS-000568 | 336 CHESWICK OAK AV | 1262 | West Grid | Clay | 1980-01-01 | 1980-01-01 | CLAY E | 17543.618 | 50.782 | 1
LS-000570 | 8550 CHESWICK OAKS AV | 1119 | West Grid | Duval | 1990-01-01 | 1990-01-01 | JEA | 21852.9959 | 62.7327 | 2
LS-000571 | 13225 CHETS CREEK BV | 1179 | East Grid | Duval | 1980-01-01 | 1980-01-01 | JEA | 188577.133 | 472.164 | 3
LS-000574 | 6511 CHRISTOPHER POINT RD | 1705 | South Grid | Duval | 1950-01-01 | 1950-01-01 | JEA | 5344.4105 | 15.9916 | 1
LS-000575 | 15361 Chuckwagon Tr | 47153 | West Grid | Duval | 2006-08-01 | 2006-08-01 | JEA | 25851.4008 | 73.6996 | 1
LS-000576 | 2537 CIMMARRONE BV | 9603 | St Johns Grid | Duval | 2003-11-07 | 2003-11-07 | JEA |  |  | 1
LS-000578 | 7445 CINNAMON LAKE DR | 1657 | West Grid | Duval | 1980-01-01 | 1980-01-01 | JEA | 30749.0541 | 86.9914 | 1
LS-000579 | 13115 CITY SQUARE DR | 52947 | North Grid | Duval | 2006-11-16 | 2006-11-16 | JEA |  |  | 2
LS-000580 | 7150 CIVIC CLUB DR | 1240 | North Grid | Duval | 1980-01-01 | 1980-01-01 | JEA |  |  | 1
LS-000582 | 5204 CLAPBOARD CREEK DR | 24337 | North Grid | Duval | 2005-09-13 | 2005-09-13 | JEA |  |  | 2
LS-000588 | 5520 CLEVELAND RD | 1805 | North Grid | Duval | 1977-09-01 | 1977-09-01 | JEA | 19641.731 | 56.6185 | 1
LS-000589 | 6050 CLEVELAND RD | 18566 | North Grid | Duval | 2004-07-29 | 2004-07-29 | JEA | 20829.5385 | 59.9074 | 1
LS-000591 | 4425 CLINTON AV | 1359 | East Grid | Duval | 1966-01-01 | 1966-01-01 | JEA |  |  | 2
LS-000592 | 2399 CLOVELLY LN W | 54507 | St Johns Grid | St Johns | 2002-08-26 | 2002-08-26 | FPL |  |  | 1
LS-000593 | 4618 CLYDE DR | 1537 | North Grid | Duval | 1980-01-01 | 1980-01-01 | JEA | 41110.311 | 114.6658 | 2
LS-000594 | 2664 COACHMAN LAKES DR | 1469 | East Grid | Duval | 2000-07-14 | 2000-07-14 | JEA | 37359.7469 | 104.7129 | 1
LS-000595 | 3660 COASTAL VIEW DR | 21762 | East Grid | Duval | 1998-07-27 | 1998-07-27 | JEA | 4045.5039 | 12.1714 | 1
LS-000597 | 2656 COLD CREEK BV | 1952 | West Grid | Duval | 2001-05-09 | 2001-05-09 | JEA | 14836.5083 | 43.1966 | 1
LS-000598 | 2111 COLE FLYER RD | 30338 | North Grid | Duval | 2001-12-11 | 2001-12-11 | JEA |  |  | 3
LS-000599 | 11800 COLLINS CREEK DR | 1446 | South Grid | Duval | 1982-01-01 | 1982-01-01 | JEA |  |  | 2
LS-000600 | 7837 COLLINS GROVE DR | 46481 | South Grid | Duval | 2007-11-13 | 2007-11-13 | JEA | 3516.1534 | 10.6053 | 1
LS-000601 | 4580 COLLINS RD | 8335 | West Grid | Duval | 1988-11-15 | 1988-11-15 | JEA | 10227.1656 | 30.1197 | 2
LS-000602 | 5096 COLLINS RD | 8334 | West Grid | Duval | 1985-03-12 | 1985-03-12 | JEA | 32344.8978 | 91.2915 | 2
LS-000603 | 5540 COLLINS RD | 8328 | West Grid | Duval | 1989-06-23 | 1989-06-23 | JEA | 128398.2246 | 332.3536 | 2
LS-000604 | 5604 COLLINS RD | 52917 | West Grid | Duval | 2006-01-01 | 2006-01-01 | JEA | 2875.5702 | 8.7019 | 1
LS-000605 | 5620 COLLINS RD | 1263 | West Grid | Duval | 2000-11-01 | 2000-11-01 | JEA | 47865.6112 | 132.4248 | 2
LS-000607 | 5291-1 COLLINS ROAD | 8331 | West Grid | Duval | 1989-09-01 | 1989-09-01 | JEA | 11168.5662 | 32.8087 | 1
LS-000608 | 5291-2 COLLINS RD #2 | 8332 | West Grid | Duval | 1989-09-01 | 1989-09-01 | JEA | 25183.351 | 71.8748 | 1
LS-000609 | 8529 COLLINS RIDGE BV N | 1378 | West Grid | Duval | 1987-01-01 | 1987-01-01 | JEA | 41281.2694 | 115.1178 | 1
LS-000611 | 6469 COLUMBIA PARK DR | 1856 | South Grid | Duval | 1990-01-01 | 1990-01-01 | JEA |  |  | 2
LS-000617 | 96511 COMMODORE POINT DR | 28913 | Nassau Grid | Nassau | 2005-05-17 | 2005-05-17 | FPL |  |  | 1
LS-000622 | 5503 COMMUNITY OAKS CT | 1836 | East Grid | Duval | 1980-01-01 | 1980-01-01 | JEA | 3503.5016 | 10.5678 | 1
LS-000624 | 3878 CONGA ST | 15692 | South Grid | Duval | 1974-12-01 | 1974-12-01 | JEA | 103577.6379 | 272.6182 | 1
LS-000627 | 10873 COPPER HILL DR | 1748 | North Grid | Duval | 1980-01-01 | 1980-01-01 | JEA |  |  | 1
LS-000629 | 8343 CORALBERRY LN | 1658 | West Grid | Duval | 1950-01-01 | 1950-01-01 | JEA | 24912.5308 | 71.1342 | 2
LS-000630 | 7250 CORKLAN DR | 1067 | St Johns Grid | Duval | 1985-01-01 | 1985-01-01 | JEA |  |  | 3
LS-000633 | 3000 CORONET LN | 1274 | East Grid | Duval | 1980-01-01 | 1980-01-01 | JEA | 116078.1533 | 302.8768 | 2
LS-000634 | 1706 CORPORATE SQUARE | 1085 | East Grid | Duval | 1970-01-01 | 1970-01-01 | JEA | 24137.4521 | 69.012 | 1
LS-000637 | 13651 COVINGTON CREEK DR | 2000 | East Grid | Duval | 1980-01-01 | 1980-01-01 | JEA | 37560.2003 | 105.2466 | 1
LS-000638 | 2283 CR 210 | 27906 | St Johns Grid | Duval | 1998-04-23 | 1998-04-23 | FPL |  |  | 1
LS-000639 | 2740 COUNTY ROAD 210 W | 54510 | St Johns Grid | St Johns | 2014-06-11 | 2014-06-11 | JEA |  |  | 1
LS-000640 | 3428 CR 210 (3150) | 9606 | St Johns Grid | St Johns | 1989-06-01 | 1989-06-01 | JEA |  |  | 2
LS-000645 | 4425 CRAVEN RD W | 1308 | South Grid | Duval | 1978-10-02 | 1978-10-02 | JEA | 5517.5071 | 16.4984 | 1
LS-000646 | 1217 CREEK BEND RD | 22402 | St Johns Grid | Duval | 1991-08-13 | 1991-08-13 | JEA |  |  | 1
LS-000647 | 1397 CREEK POINT BV | 40065 | North Grid | Duval | 2006-06-15 | 2006-06-15 | JEA |  |  | 1
LS-000650 | 11035 CREEKWOOD DR | 20161 | South Grid | Duval | 1987-10-14 | 1987-10-14 | JEA | 42425.801 | 118.1405 | 1
LS-000653 | 6501 CRESTLINE DR | 39763 | East Grid | Duval | 1972-05-08 | 1972-05-08 | JEA |  |  | 1
LS-000654 | 13993 CRESTWICK DR E | 1097 | North Grid | Duval | 2002-12-27 | 2002-12-27 | JEA |  |  | 1
LS-000656 | 13451 CROSSOVER ST | 36801 | West Grid | Duval | 1987-05-26 | 1987-05-26 | JEA | 411.9224 | 1.2714 | 2
LS-000657 | 3810 CROSSWATER BV | 1760 | East Grid | Duval | 2001-04-30 | 2001-04-30 | JEA | 117241.6996 | 305.6749 | 1
LS-000658 | 9598 CRYSTAL SPRINGS RD | 1107 | West Grid | Duval | 1980-01-01 | 1980-01-01 | JEA | 19082.7598 | 55.067 | 2
LS-000661 | 5441 CUMBERLAND FOREST LN | 1855 | South Grid | Duval | 1980-01-01 | 1980-01-01 | JEA |  |  | 1
LS-000662 | 8007 CUMBERLAND GAP TL | 1261 | West Grid | Duval | 1980-01-01 | 1980-01-01 | JEA | 13186.9505 | 38.5416 | 1
LS-000665 | 1238 CUNNINGHAM CREEK DR | 1569 | St Johns Grid | Duval | 1994-01-01 | 1994-01-01 | JEA |  |  | 1
LS-000666 | 1502 CUNNINGHAM ESTATES RD | 23681 | St Johns Grid | Duval | 1992-08-01 | 1992-08-01 | JEA |  |  | 1
LS-000667 | 13410 CURRITUCK DR N | 1159 | East Grid | Duval | 1982-01-01 | 1982-01-01 | JEA | 38844.1953 | 108.6605 | 1
LS-000668 | 9147 CYPRESS GREEN DR | 17615 | South Grid | Duval | 1981-09-21 | 1981-09-21 | JEA | 15977.7754 | 46.4023 | 1
LS-000669 | 10255 CYPRESS LAKES DR | 1730 | South Grid | Duval | 1980-01-01 | 1980-01-01 | JEA | 12011.369 | 35.2077 | 1
LS-000672 | 2415 D ST | 19522 | North Grid | Duval | 1960-01-01 | 1960-01-01 | JEA | 127788.2343 | 330.9017 | 2
LS-000673 | 2562 D ST | 19211 | North Grid | Duval | 1994-03-12 | 1994-03-12 | JEA | 22823.342 | 65.4044 | 1
LS-000675 | 3211 BREVE DR | 38161 | North Grid | Duval | 1950-01-01 | 1950-01-01 | JEA | 34703.7466 | 97.6213 | 1
LS-000676 | 5101 DAMASCUS RD N | 1898 | East Grid | Duval | 1954-01-01 | 1954-01-01 | JEA | 5648.4457 | 16.8814 | 1
LS-000677 | 3780 DANFORTH DR | 1470 | East Grid | Duval | 1970-01-01 | 1970-01-01 | JEA | 45837.4189 | 127.1145 | 1
LS-000691 | 7839 DAWSONS CREEK | 30593 | West Grid | Duval | 2005-10-17 | 2005-10-17 | JEA | 4171.2601 | 12.5427 | 1
LS-000692 | 12520 DAYLIGHT TR | 10881 | North Grid | Duval | 2001-04-25 | 2001-04-25 | JEA |  |  | 1
LS-000694 | 14052 DECATUR ST | 1759 | East Grid | Duval | 1975-01-01 | 1975-01-01 | JEA | 11315.0066 | 33.2261 | 1
LS-000695 | 12133 DEEDER LN | 9605 | South Grid | Duval | 2002-04-15 | 2002-04-15 | JEA |  |  | 1
LS-000696 | 4831 DEER LAKE DR E | 1052 | South Grid | Duval | 1980-01-01 | 1980-01-01 | JEA | 83802.6916 | 223.9493 | 2
LS-000699 | 10000 DEERCREEK CLUB RD E | 1192 | South Grid | Duval | 1990-01-01 | 1990-01-01 | JEA | 97963.4353 | 258.9054 | 3
LS-000702 | 3231 DEERFIELD POINT DR | 1515 | West Grid | Clay | 1988-01-01 | 1988-01-01 | CLAY E | 22807.5389 | 65.3609 | 1
LS-000703 | 10353 DEERFOOT LN N | 1621 | South Grid | Duval | 1980-01-01 | 1980-01-01 | JEA |  |  | 2
LS-000705 | 10315 DEERWOOD CLUB RD | 1716 | South Grid | Duval | 1989-01-01 | 1989-01-01 | JEA | 55325.7856 | 151.8083 | 2
LS-000706 | 908 DEERWOOD CR N | 21775 | North Grid | Duval | 2005-10-14 | 2005-10-14 | JEA | 31890.9019 | 90.0697 | 1
LS-000707 | 10440 DEERWOOD PARK BV | 1305 | South Grid | Duval | 1980-01-01 | 1980-01-01 | JEA | 5615.4151 | 16.7848 | 1
LS-000710 | 7709 DEERWOOD POINT PL | 1055 | South Grid | Duval | 1984-01-01 | 1984-01-01 | JEA | 8774.7521 | 25.9506 | 2
LS-000712 | 9092 DEL WEBB PY | 28225 | South Grid | Duval | 2006-02-06 | 2006-02-06 | JEA | 25318.7967 | 72.245 | 1
LS-000714 | 1248 DELFINO DR | 46801 | East Grid | Duval | 2004-06-10 | 2004-06-10 | JEA | 795.6384 | 2.4442 | 1
LS-000716 | 310 DENISE ST | 2044 | North Grid | Duval | 1954-01-01 | 1954-01-01 | JEA |  |  | 1
LS-000717 | 8998 DERRICKSON DR | 1645 | West Grid | Duval | 1988-01-01 | 1988-01-01 | JEA | 24592.3671 | 70.2581 | 1
LS-000719 | 4526 DETAILLIE DR | 18570 | North Grid | Duval | 2004-07-29 | 2004-07-29 | JEA | 38899.6384 | 108.8077 | 2
LS-000720 | 702 DEWBERRY DR | 1523 | St Johns Grid | Duval | 1999-11-22 | 1999-11-22 | JEA |  |  | 2
LS-000721 | 801 DEWBERRY DR | 1128 | St Johns Grid | Duval | 1993-01-01 | 1993-01-01 | JEA |  |  | 1
LS-000722 | 814 DEWBERRY DR | 1574 | St Johns Grid | Duval | 2000-02-25 | 2000-02-25 | JEA |  |  | 1
LS-000723 | 2843 DICKINSON RD | 1527 | South Grid | Duval | 1980-01-01 | 1980-01-01 | JEA | 24652.5729 | 70.4229 | 1
LS-000724 | 6669 DIGBY LN | 29842 | North Grid | Duval | 2006-04-24 | 2006-04-24 | JEA |  |  | 1
LS-000727 | 4500 DIRECTORS RD | 11843 | West Grid | Duval | 2002-11-12 | 2002-11-12 | JEA | 971.8463 | 2.9802 | 1
LS-000730 | 8200 DIX ELLIS TR | 17611 | South Grid | Duval | 1979-04-20 | 1979-04-20 | JEA | 71384.8463 | 192.8203 | 1
LS-000731 | 2101 DIXIE CLIPPER RD | 54511 | North Grid | Duval | 2008-03-10 | 2008-03-10 | JEA |  |  | 1
LS-000733 | 1711 DOLOMA ST | 8002 | West Grid | Duval | 1991-10-01 | 1991-10-01 | JEA | 2695.5643 | 8.1653 | 1
LS-000738 | 4807 DUCHENEAU DR | 17926 | West Grid | Duval | 1972-05-01 | 1972-05-01 | JEA | 11911.5926 | 34.9241 | 1
LS-000753 | 3000 DUNN AV | 1076 | North Grid | Duval | 1982-01-01 | 1982-01-01 | JEA |  |  | 2
LS-000758 | 6678 DUNN AV | 29841 | North Grid | Duval | 2006-11-08 | 2006-11-08 | JEA |  |  | 2
LS-000759 | 2859 DUPONT AV | 16641 | South Grid | Duval | 1996-03-18 | 1996-03-18 | JEA | 41270.2522 | 115.0887 | 2
LS-000760 | 3701 DUPONT AV | 17287 | South Grid | Duval | 1988-07-01 | 1988-07-01 | JEA |  |  | 1
LS-000761 | 500 DURBIN CREEK BV | 1662 | St Johns Grid | Duval | 1995-01-01 | 1995-01-01 | JEA |  |  | 1
LS-000762 | 800 DURBIN CREEK BV | 1797 | St Johns Grid | Duval | 1993-01-01 | 1993-01-01 | JEA |  |  | 1
LS-000763 | 901 DUSKIN DR | 1136 | East Grid | Duval | 1980-01-01 | 1980-01-01 | JEA | 9756.4215 | 28.7712 | 1
LS-000766 | 13898 DUVAL RD | 1936 | North Grid | Duval | 1999-06-03 | 1999-06-03 | JEA |  |  | 1
LS-000768 | 14491 W DUVAL RD | 1481 | North Grid | Duval | 2003-07-01 | 2003-07-01 | JEA |  |  | 4
LS-000769 | 14695 DUVAL RD | 8968 | North Grid | Duval | 2003-04-23 | 2003-04-23 | JEA |  |  | 1
LS-000774 | 500 DUVAL STATION RD | 47441 | North Grid | Duval | 2005-05-11 | 2005-05-11 | JEA |  |  | 1
LS-000775 | 590 DUVAL STATION RD | 1485 | North Grid | Duval | 1999-09-30 | 1999-09-30 | JEA |  |  | 2
LS-000777 | 5020 EAGLES NATURE | 85859 | West Grid | Duval | 2011-01-11 | 2011-01-11 | JEA | 485.4402 | 1.4968 | 1
LS-000778 | 954 EAGLE POINT DR | 54512 | St Johns Grid | St Johns | 2002-10-17 | 2002-10-17 | FPL |  |  | 1
LS-000779 | 7159 EAGLES PERCH | 1513 | West Grid | Duval | 1982-01-01 | 1982-01-01 | JEA | 37198.6023 | 104.2836 | 2
LS-000780 | 86257 EASTPORT DR | 14088 | Nassau Grid | Nassau | 2001-08-22 | 2001-08-22 | FPL |  |  | 1
LS-000783 | 1192 PULASKI RD | 2046 | North Grid | Duval | 1997-01-01 | 1997-01-01 | JEA |  |  | 1
LS-000788 | 13107 EBBTIDE CT | 1703 | East Grid | Duval | 1980-01-01 | 1980-01-01 | JEA | 4408.7533 | 13.2429 | 1
LS-000789 | 5681 EDENFIELD RD | 54529 | East Grid | Duval | 2001-10-03 | 2001-10-03 | JEA | 23203.3367 | 66.4488 | 1
LS-000790 | 5710 EDENFIELD RD | 17288 | East Grid | Duval | 2013-03-28 | 2013-03-28 | JEA |  |  | 3
LS-000791 | 6210 EDENFIELD RD | 12483 | East Grid | Duval | 1989-01-24 | 1989-01-24 | JEA | 8709.7768 | 25.7635 | 1
LS-000792 | 4401 EDGEWATER CROSSING DR | 19205 | South Grid | Duval | 2005-03-15 | 2005-03-15 | JEA |  |  | 1
LS-000795 | 3335 MCLENDON AV | 72146 | North Grid | Duval | 2006-10-27 | 2006-10-27 | JEA | 3057.8139 | 9.2444 | 1
LS-000813 | 904 EDGEWOOD AV W | 1143 | North Grid | Duval | 1995-05-09 | 1995-05-09 | JEA | 1444.4013 | 4.4113 | 1
LS-000817 | 13788 EGRETS NEST DR | 14404 | St Johns Grid | Duval | 2004-08-12 | 2004-08-12 | JEA |  |  | 1
LS-000818 | 1509 EL PRADO RD | 1577 | East Grid | Duval | 1980-01-01 | 1980-01-01 | JEA | 127144.5808 | 329.369 | 2
LS-000824 | 1060 ELLIS RD N | 1492 | West Grid | Duval | 1972-09-07 | 1972-09-07 | JEA |  |  | 3
LS-000836 | 1401 ELLIS TRACE DR | 1504 | West Grid | Duval | 1980-01-01 | 1980-01-01 | JEA | 11011.486 | 32.3607 | 1
LS-000837 | 220 ELMWOOD DR | 1448 | St Johns Grid | Duval | 1997-01-01 | 1997-01-01 | JEA |  |  | 1
LS-000838 | 4211 EMERALD BAY DR | 12815 | East Grid | Duval | 1993-06-09 | 1993-06-09 | JEA | 4945.104 | 14.8204 | 1
LS-000839 | 3454 EMERALD ISLE CR W | 1272 | South Grid | Duval | 1980-01-01 | 1980-01-01 | JEA | 4200.7781 | 12.6298 | 1
LS-000849 | 6623 EPPING FOREST WY N | 1833 | South Grid | Duval | 1980-01-01 | 1980-01-01 | JEA | 17985.7401 | 52.0149 | 1
LS-000851 | 16536 ETHEL RD | 29847 | North Grid | Duval | 1990-10-30 | 1990-10-30 | JEA |  |  | 3
LS-000852 | 4808 EXECUTIVE PARK CT | 2008 | South Grid | Duval | 1990-01-01 | 1990-01-01 | JEA | 8721.5932 | 25.7975 | 1
LS-000853 | 7260 EXLINE RD | 54530 | West Grid | Duval | 2005-02-18 | 2005-02-18 | JEA | 2991.5673 | 9.0473 | 1
LS-000855 | 711 FAITH MEMORIAL DR | 21451 | West Grid | Duval | 2005-11-09 | 2005-11-09 | JEA | 5056.9739 | 15.1488 | 1
LS-000856 | 7961 FALCON ST | 17924 | West Grid | Duval | 1962-01-15 | 1962-01-15 | JEA | 6371.5105 | 18.9917 | 1
LS-000857 | 1531 FALKLAND RD | 1646 | West Grid | Duval | 2001-04-09 | 2001-04-09 | JEA | 25565.8984 | 72.9201 | 1
LS-000858 | 9748 FAWN BROOK DR | 16961 | South Grid | Duval | 1984-01-06 | 1984-01-06 | JEA | 10333.9339 | 30.4251 | 1
LS-000869 | 4451 FENDER DR | 1506 | West Grid | Duval | 1969-01-01 | 1969-01-01 | JEA | 8521.4174 | 25.2207 | 1
LS-000870 | 4147 FERBER RD | 1976 | East Grid | Duval | 1980-01-01 | 1980-01-01 | JEA | 140295.7317 | 360.5186 | 3
LS-000871 | 6551 FERBER RD | 1670 | East Grid | Duval | 1970-01-01 | 1970-01-01 | JEA | 136335.1464 | 351.1742 | 1
LS-000873 | 12901 FERNBANK LN | 1796 | South Grid | Duval | 1980-01-01 | 1980-01-01 | JEA |  |  | 1
LS-000874 | 3231 FIDDLERS HAMMOCK LN | 36130 | St Johns Grid | St Johns | 1998-04-22 | 1998-04-22 | BEACHES E |  |  | 1
LS-000878 | 8570 FIRETOWER RD | 53553 | West Grid | Duval | 2007-02-16 | 2007-02-16 | JEA | 3700.7667 | 11.1521 | 1
LS-000881 | 14130 FISH EAGLE DR E | 14086 | North Grid | Duval | 2004-09-21 | 2004-09-21 | JEA |  |  | 1
LS-000882 | 10301 FISH RD | 1547 | West Grid | Duval | 1977-03-01 | 1977-03-01 | JEA | 45572.2342 | 126.4188 | 3
LS-000884 | 5826 FLICKER AV | 1407 | North Grid | Duval | 1988-01-01 | 1988-01-01 | JEA | 6025.9657 | 17.9843 | 2
LS-000885 | 1661 FLINTLOCK CT | 1599 | East Grid | Duval | 1980-01-01 | 1980-01-01 | JEA | 24853.6868 | 70.9732 | 1
LS-000886 | 1325 FLORA BRANCH BV | 1449 | St Johns Grid | Duval | 1996-06-05 | 1996-06-05 | JEA |  |  | 1
LS-000887 | 2301 FLORA BRANCH BV | 1265 | St Johns Grid | Duval | 1998-01-01 | 1998-01-01 | JEA |  |  | 1
LS-000888 | 677 FLORA BRANCH BV | 10568 | St Johns Grid | Duval | 2002-11-22 | 2002-11-22 | JEA |  |  | 2
LS-000890 | 23874 FLORA PARK BV | 48785 | Nassau Grid | Nassau | 1999-05-24 | 1999-05-24 | FPL |  |  | 1
LS-000891 | 2751 FLORADALE DR | 1144 | North Grid | Duval | 1970-01-01 | 1970-01-01 | JEA | 2136.8286 | 6.4945 | 1
LS-000892 | 9820 FLORIDA MINING BV E | 1620 | South Grid | Duval | 1980-05-13 | 1980-05-13 | JEA |  |  | 1
LS-000893 | 5521 FLORIDA MINING BV S | 1320 | South Grid | Duval | 1988-08-30 | 1988-08-30 | JEA |  |  | 2
LS-000895 | 3757 FOGGY VEIL CT | 21454 | East Grid | Duval | 1998-07-28 | 1998-07-28 | JEA | 21810.6955 | 62.6161 | 1
LS-000898 | 11221 FORESTDALE RD | 12481 | North Grid | Duval | 1993-06-25 | 1993-06-25 | JEA |  |  | 1
LS-000899 | 7973 FORSHEE DR | 1945 | West Grid | Duval | 1970-01-01 | 1970-01-01 | JEA | 14134.4842 | 41.2187 | 1
LS-000900 | 65 FORT MILTON DR | 13449 | West Grid | Duval | 2004-02-03 | 2004-02-03 | JEA | 8752.9442 | 25.8878 | 1
LS-000901 | 10320 FORTUNE PY | 19214 | South Grid | Duval | 1992-02-07 | 1992-02-07 | JEA | 46488.8893 | 128.8222 | 2
LS-000904 | 3710 FOURACRE RD | 18891 | West Grid | Duval | 2005-05-10 | 2005-05-10 | JEA | 1485.1327 | 4.5343 | 1
LS-000907 | 5102 FOXBORO RD | 1904 | North Grid | Duval | 1965-05-12 | 1965-05-12 | JEA | 2050.4811 | 6.2355 | 1
LS-000908 | 8352 FREEDOM CROSSING TR W | 18561 | South Grid | Duval | 1988-02-15 | 1988-02-15 | JEA | 50062.8957 | 138.1578 | 2
LS-000909 | 8585 FREEDOM CROSSING TR W | 17612 | South Grid | Duval | 1988-06-24 | 1988-06-24 | JEA | 11364.227 | 33.3663 | 1
LS-000912 | 3752 FT CAROLINE HARBOR DR | 72119 | East Grid | Duval | 2006-06-05 | 2006-06-05 | JEA | 3543.1721 | 10.6854 | 1
LS-000913 | 7031 FT CAROLINE HILLS DR | 1802 | East Grid | Duval | 1982-01-01 | 1982-01-01 | JEA | 218361.9898 | 539.2045 | 2
LS-000914 | 11610 FT CAROLINE LAKES DR | 17294 | East Grid | Duval | 1988-01-12 | 1988-01-12 | JEA | 37140.0726 | 104.1277 | 1
LS-000915 | 10797 FT CAROLINE RD | 45857 | East Grid | Duval | 1987-01-09 | 1987-01-09 | JEA | 367481.9827 | 859.0073 | 3
LS-000916 | 11434 FT CAROLINE RD | 20484 | East Grid | Duval | 1986-08-29 | 1986-08-29 | JEA | 29056.0744 | 82.4134 | 1
LS-000917 | 12720 FT CAROLINE RD | 14724 | East Grid | Duval | 1990-03-22 | 1990-03-22 | JEA | 8545.5653 | 25.2903 | 1
LS-000920 | 6554 FT CAROLINE RD | 1978 | East Grid | Duval | 1980-01-01 | 1980-01-01 | JEA | 20945.3056 | 60.2274 | 2
LS-000921 | 8301 FT CAROLINE RD | 54545 | East Grid | Duval | 2007-03-02 | 2007-03-02 | JEA | 432.9027 | 1.3358 | 1
LS-000923 | 5047 FULTON RD | 14727 | East Grid | Duval | 1992-04-01 | 1992-04-01 | JEA | 12362.8822 | 36.2061 | 1
LS-000924 | 8560 FURY DR | 1260 | West Grid | Duval | 2008-07-10 | 2008-07-10 | JEA |  |  | 4
LS-000927 | 3312 GALILEE RD | 1900 | East Grid | Duval | 1996-01-01 | 1996-01-01 | JEA | 4572.6355 | 13.7255 | 1
LS-000929 | 1101 GARRISON DR | 26897 | St Johns Grid | St Johns | 2013-02-08 | 2013-02-08 | FPL |  |  | 2
LS-000931 | 9731 GATE PY N | 1307 | South Grid | Duval | 1980-01-01 | 1980-01-01 | JEA | 99597.6118 | 262.9051 | 2
LS-000932 | 9898 GATE PY N | 16653 | South Grid | Duval | 2004-05-26 | 2004-05-26 | JEA | 267692.6552 | 647.6625 | 4
LS-000936 | 8153 GATE PY W | 17296 | South Grid | Duval | 2005-01-11 | 2005-01-11 | JEA | 25588.8119 | 72.9827 | 1
LS-000937 | 8290 GATE PY W | 54547 | South Grid | Duval | 2004-10-27 | 2004-10-27 | JEA | 67917.7455 | 184.0421 | 1
LS-000939 | 12409 GATELY RD S | 1421 | East Grid | Duval | 1970-01-01 | 1970-01-01 | JEA | 32898.6062 | 92.7801 | 1
LS-000940 | 12333 GATELY RIDGE CT | 54546 | East Grid | Duval | 2006-06-30 | 2006-06-30 | JEA | 2802.6822 | 8.4847 | 1
LS-000941 | 826 GATES ST | 18567 | North Grid | Duval | 2006-06-26 | 2006-06-26 | JEA | 5731.3723 | 17.1239 | 1
LS-000942 | 8860 GATWICK CR | 1282 | North Grid | Duval | 1980-01-01 | 1980-01-01 | JEA | 10271.2584 | 30.2458 | 1
LS-000943 | 6111 GAZEBO PARK PL N | 54548 | South Grid | Duval | 1990-03-21 | 1990-03-21 | JEA |  |  | 1
LS-000944 | 86440 GENE LASSERRE BV | 37489 | Nassau Grid | Nassau | 1979-08-07 | 1979-08-07 | FPL |  |  | 2
LS-000945 | 10288 GENERAL AVE | 72127 | West Grid | Duval | 2007-05-07 | 2007-05-07 | JEA | 2864.5918 | 8.6692 | 1
LS-000946 | 234 GENERAL DOOLITTLE DR | 1345 | East Grid | Duval | 1981-01-29 | 1981-01-29 | JEA | 9071.7143 | 26.8051 | 1
LS-000947 | 5772 GILCHRIST RD | 1488 | North Grid | Duval | 1997-01-01 | 1997-01-01 | JEA | 1802.1237 | 5.4894 | 1
LS-000951 | 6350 GINNIE SPRINGS RD | 13442 | St Johns Grid | Duval | 2003-11-20 | 2003-11-20 | JEA |  |  | 4
LS-000952 | 1012 GLEN ECHO RD | 34177 | East Grid | Duval | 1985-06-01 | 1985-06-01 | JEA |  |  | 1
LS-000953 | 2366 GLEN GARDNER | 1633 | East Grid | Duval | 1980-01-01 | 1980-01-01 | JEA | 3870.2287 | 11.6535 | 1
LS-000954 | 12293 GLEN HOLLOW DR | 10573 | North Grid | Duval | 2002-07-31 | 2002-07-31 | JEA |  |  | 1
LS-000956 | 12858 GLEN KERNAN PY | 1609 | East Grid | Duval | 1982-01-01 | 1982-01-01 | JEA | 137389.0881 | 353.6638 | 3
LS-000958 | 4604 GLENWOOD AV | 41649 | West Grid | Duval | 2005-03-11 | 2005-03-11 | JEA | 3625.9457 | 10.9306 | 1
LS-000959 | 1295 GLYNLEA ST | 19204 | East Grid | Duval | 2005-06-06 | 2005-06-06 | JEA | 27026.721 | 76.9029 | 1
LS-000960 | 657 GLYNLEA ST | 20171 | East Grid | Duval | 2005-08-04 | 2005-08-04 | JEA | 62336.8788 | 169.8264 | 2
LS-000961 | 8235 GOLDEN BAMBOO | 55185 | West Grid | Duval | 2006-07-19 | 2006-07-19 | JEA | 10278.5612 | 30.2667 | 1
LS-000962 | 12005 GOLDENROD CR N | 1208 | East Grid | Duval | 1966-01-01 | 1966-01-01 | JEA | 9437.4183 | 27.8559 | 1
LS-000964 | 5219 GOLF COURSE DR | 17289 | East Grid | Duval | 2010-12-30 | 2010-12-30 | JEA | 32124.7788 | 90.6992 | 1
LS-000966 | 12429 GOOD NEIGHBOR TR | 1034 | East Grid | Duval | 1980-01-01 | 1980-01-01 | JEA | 58243.2899 | 159.3285 | 2
LS-000970 | 8100 GRAMPELL DR | 1540 | West Grid | Duval | 1982-01-01 | 1982-01-01 | JEA | 60070.8233 | 164.0227 | 2
LS-000971 | 12870 GRAN BAY PY | 2029 | St Johns Grid | Duval | 1980-01-01 | 1980-01-01 | JEA |  |  | 2
LS-000974 | 96037 GRAND OAKS LA | 52273 | Nassau Grid | Nassau | 2007-01-08 | 2007-01-08 | FPL |  |  | 1
LS-000977 | 3929 GRANT RD | 1516 | East Grid | Duval | 1982-01-01 | 1982-01-01 | JEA | 16768.6268 | 48.617 | 1
LS-000978 | 1058 GRANVILLE RD | 1984 | West Grid | Duval | 1981-01-01 | 1981-01-01 | JEA | 18594.8356 | 53.7107 | 1
LS-000979 | 6500 GRAYFIELD DR | 54549 | West Grid | Duval | 2005-01-01 | 2005-01-01 | JEA | 64423.6881 | 175.1546 | 2
LS-000980 | 10712 GRAYSON CT | 1590 | West Grid | Duval | 2002-04-15 | 2002-04-15 | JEA | 4560.1794 | 13.6888 | 1
LS-000981 | 6123 GREEN POND DR | 18893 | St Johns Grid | Duval | 2005-03-11 | 2005-03-11 | JEA |  |  | 2
LS-000982 | 554 GREENBRIAR RD | 36129 | St Johns Grid | St Johns | 2001-07-25 | 2001-07-25 | FPL |  |  | 2
LS-000983 | 137 GREENFIELD DR | 12488 | St Johns Grid | Duval | 2003-07-17 | 2003-07-17 | JEA |  |  | 1
LS-000984 | 6593 GREENLAND CHASE BV | 30536 | South Grid | Duval | 2005-07-07 | 2005-07-07 | JEA |  |  | 1
LS-000985 | 4788 GREENLAND RD | 1324 | South Grid | Duval | 1970-01-01 | 1970-01-01 | JEA |  |  | 1
LS-000987 | 5050 GREENLAND RD | 1444 | South Grid | Duval | 1990-01-01 | 1990-01-01 | JEA |  |  | 1
LS-000988 | 5663 GREENLAND RD | 30535 | South Grid | Duval | 2008-03-27 | 2008-03-27 | JEA |  |  | 1
LS-000990 | 4831 GREENLAND RD | 1857 | South Grid | Duval | 1990-01-01 | 1990-01-01 | JEA |  |  | 1
LS-000992 | 1990 GREENWOOD ST | 1108 | West Grid | Duval | 2004-02-09 | 2004-02-09 | JEA | 24460.5534 | 69.8971 | 2
LS-000993 | 7677 GREGORY DR | 15362 | West Grid | Duval | 1988-07-01 | 1988-07-01 | JEA | 43268.2912 | 120.3616 | 2
LS-000994 | 7844 GREGORY DR | 28209 | West Grid | Duval | 1972-10-01 | 1972-10-01 | JEA | 29887.5374 | 84.6639 | 1
LS-000996 | 1332 GROSVNER SQUARE DR | 54550 | East Grid | Duval | 1990-07-13 | 1990-07-13 | JEA | 564.498 | 1.7388 | 2
LS-000997 | 487 GROVE PARK BV | 1347 | East Grid | Duval | 1974-07-17 | 1974-07-17 | JEA | 582167.1659 | 1286.8841 | 3
LS-000998 | 1578 GUARDIAN DR | 9601 | West Grid | Duval | 2003-01-14 | 2003-01-14 | JEA | 53471.3552 | 147.0111 | 2
LS-001000 | 2975 HALCYON LN | 1436 | South Grid | Duval | 1980-01-01 | 1980-01-01 | JEA |  |  | 1
LS-001001 | 10210 HALEY RD | 1848 | South Grid | Duval | 1985-01-01 | 1985-01-01 | JEA |  |  | 2
LS-001003 | 1396 HAMILTON ST | 21448 | West Grid | Duval | 2005-03-04 | 2005-03-04 | JEA | 5444.3155 | 16.2841 | 1
LS-001004 | 10374 HAMLET GLEN DR | 1647 | West Grid | Duval | 1996-01-01 | 1996-01-01 | JEA | 10016.0803 | 29.5153 | 1
LS-001005 | 1520 HAMMOND BV | 1367 | West Grid | Duval | 1986-01-01 | 1986-01-01 | JEA | 69305.5748 | 187.5607 | 1
LS-001007 | 8681 HAMPSHIRE GLEN DR S | 2025 | South Grid | Duval | 1980-01-01 | 1980-01-01 | JEA | 59912.4082 | 163.6163 | 1
LS-001008 | 861323 NORTH HAMPTON CLUB WY | 52276 | Nassau Grid | Nassau | 2002-07-30 | 2002-07-30 | FPL |  |  | 1
LS-001009 | 868570 NORTH HAMPTON CLUB WY | 14087 | Nassau Grid | Nassau | 2001-08-22 | 2001-08-22 | FPL |  |  | 2
LS-001010 | 862870 North Hampton Club Wy | 24961 | Nassau Grid | Nassau | 2005-02-01 | 2005-02-01 | FPL |  |  | 1
LS-001011 | 9151 HAMPTON LANDING DR E | 2027 | South Grid | Duval | 2001-05-08 | 2001-05-08 | JEA | 44019.7526 | 122.3399 | 1
LS-001012 | 10526 HAMPTON LANDING DR S | 1627 | South Grid | Duval | 1997-06-27 | 1997-06-27 | JEA | 72593.3563 | 195.8709 | 2
LS-001015 | 6927 HANSON DR S | 27860 | West Grid | Duval | 1989-01-26 | 1989-01-26 | JEA | 59457.8447 | 162.4496 | 2
LS-001016 | 11036 HARBOUR CAY CT | 16005 | East Grid | Duval | 1991-06-05 | 1991-06-05 | JEA | 1804.7897 | 5.4974 | 1
LS-001017 | 4100 HARBOR VIEW DR | 1544 | North Grid | Duval | 1957-06-21 | 1957-06-21 | JEA | 23924.4308 | 68.428 | 1
LS-001018 | 4234 HARBOUR ISLAND DR | 15682 | East Grid | Duval | 1985-04-18 | 1985-04-18 | JEA | 6584.2391 | 19.611 | 1
LS-001019 | 6640 HARLOW BV | 1411 | West Grid | Duval | 1954-01-01 | 1954-01-01 | JEA | 467955.732 | 1063.1489 | 2
LS-001020 | 1511 HARRINGTON PARK DR | 41665 | East Grid | Duval | 1993-09-13 | 1993-09-13 | JEA | 70837.5505 | 191.4373 | 2
LS-001022 | 3010 HARTLEY RD | 1437 | South Grid | Duval | 1985-01-01 | 1985-01-01 | JEA |  |  | 1
LS-001023 | 3200 HARTLEY RD | 1435 | South Grid | Duval | 1974-09-10 | 1974-09-10 | JEA |  |  | 2
LS-001026 | 10991 HARTS RD | 1077 | North Grid | Duval | 1982-01-01 | 1982-01-01 | JEA |  |  | 1
LS-001027 | 11305 HARTS RD | 1881 | North Grid | Duval | 1980-01-01 | 1980-01-01 | JEA |  |  | 4
LS-001028 | 12266 HARTS RD | 1343 | North Grid | Duval | 2001-05-01 | 2001-05-01 | JEA |  |  | 1
LS-001030 | 6462 HARVIN RD | 1578 | South Grid | Duval | 1980-01-01 | 1980-01-01 | JEA | 175634.5406 | 442.6202 | 2
LS-001031 | 12402 HATTON CHASE LN W | 1733 | South Grid | Duval | 1980-01-01 | 1980-01-01 | JEA |  |  | 2
LS-001034 | 8895 HAWKEYE CR | 54552 | West Grid | Duval | 2006-02-10 | 2006-02-10 | JEA | 16881.6343 | 48.933 | 1
LS-001035 | 1731 HAWKINS COVE DR W | 1891 | East Grid | Duval | 1998-08-12 | 1998-08-12 | JEA | 61143.8584 | 166.7732 | 2
LS-001036 | 7402 HAWKS CLIFF DR | 11521 | West Grid | Duval | 2003-08-26 | 2003-08-26 | JEA | 29226.5071 | 82.8751 | 1
LS-001037 | 3689 HAWKS VIEW DR | 72157 | West Grid | Clay | 2005-02-15 | 2005-02-15 | CLAY E | 98115.5977 | 259.2781 | 1
LS-001039 | 944 HEARTSIDE CT | 1950 | West Grid | Duval | 1989-01-01 | 1989-01-01 | JEA | 10945.9293 | 32.1736 | 2
LS-001040 | 11745 HEATHER GROVE LN | 1125 | South Grid | Duval | 1970-01-01 | 1970-01-01 | JEA |  |  | 1
LS-001048 | 3730 HENDRICKS AV | 1794 | East Grid | Duval | 1980-01-01 | 1980-01-01 | JEA | 2345.9522 | 7.1208 | 1
LS-001055 | 3231 HERMITAGE RD E | 1531 | East Grid | Duval | 1975-01-01 | 1975-01-01 | JEA | 2686.04 | 8.1369 | 2
LS-001056 | 3815 HERMITAGE RD E | 1977 | East Grid | Duval | 1950-01-01 | 1950-01-01 | JEA | 3715.599 | 11.1961 | 1
LS-001057 | 7309 HERNANDO | 17616 | South Grid | Duval | 1979-10-04 | 1979-10-04 | JEA | 177801.1612 | 447.5844 | 2
LS-001058 | 96288 HERON ISLES PY | 28929 | Nassau Grid | Nassau | 2005-05-17 | 2005-05-17 | FPL |  |  | 2
LS-001059 | 3806 HERSCHEL ST | 1953 | West Grid | Duval | 2005-10-28 | 2005-10-28 | JEA |  |  | 4
LS-001063 | 12620 HICKORY CREEK BV | 1598 | East Grid | Duval | 1970-01-01 | 1970-01-01 | JEA | 36410.4642 | 102.1825 | 1
LS-001064 | 368 HICKORY CREEK BV | 1296 | East Grid | Duval | 1982-01-01 | 1982-01-01 | JEA | 72787.3306 | 196.3601 | 2
LS-001065 | 847 HICKORY HILL DR | 1501 | West Grid | Duval | 1978-01-01 | 1978-01-01 | JEA | 203929.8801 | 506.879 | 2
LS-001066 | 86072 HICKOX RD | 12496 | Nassau Grid | Nassau | 1994-05-09 | 1994-05-09 | FPL |  |  | 2
LS-001067 | 5940 HICKSON RD | 1800 | East Grid | Duval | 1995-03-01 | 1995-03-01 | JEA | 52536.9792 | 144.5888 | 1
LS-001068 | 12051 HIDDEN HILLS DR | 15685 | East Grid | Duval | 1982-10-11 | 1982-10-11 | JEA | 41971.3465 | 116.941 | 1
LS-001085 | 3907 HILLSTEAD LN | 54553 | South Grid | Duval | 2005-06-01 | 2005-06-01 | JEA | 40107.1711 | 112.0105 | 1
LS-001087 | 8051 HILSDALE RD | 1048 | South Grid | Duval | 1970-01-01 | 1970-01-01 | JEA | 8700.5617 | 25.7369 | 1
LS-001089 | 1705 HODGES BV | 1293 | East Grid | Duval | 1980-01-01 | 1980-01-01 | JEA | 232513.1047 | 570.6277 | 4
LS-001090 | 2003 HODGES BV | 1700 | East Grid | Duval | 1980-01-01 | 1980-01-01 | JEA | 9819.6998 | 28.9526 | 1
LS-001092 | 7551 HOGAN RD | 1270 | South Grid | Duval | 1970-01-01 | 1970-01-01 | JEA | 34765.5528 | 97.7868 | 1
LS-001093 | 7834 HOLIDAY RD S | 1395 | East Grid | Duval | 1981-09-01 | 1981-09-01 | JEA | 1183000 | 2400 | 4
LS-001094 | 3655 HOLLY GROVE AV | 17291 | South Grid | Duval | 1990-10-15 | 1990-10-15 | JEA | 6783.1955 | 20.1896 | 1
LS-001095 | 9846 FT CAROLINE RD | 21121 | East Grid | Duval | 1996-03-18 | 1996-03-18 | JEA | 186300.2788 | 466.9857 | 1
LS-001096 | 1945 HOLLY OAKS RAVINE DR | 18244 | East Grid | Duval | 1966-10-20 | 1966-10-20 | JEA | 26914.4278 | 76.5972 | 1
LS-001097 | 147 HOLLYBERRY LN | 77554 | St Johns Grid | St Johns | 2005-01-26 | 2005-01-26 | FPL |  |  | 1
LS-001098 | 210 HOLLYBROOK AV | 1684 | North Grid | Duval | 1966-01-01 | 1966-01-01 | JEA |  |  | 4
LS-001099 | 7871 HOLLYRIDGE RD | 1178 | South Grid | Duval | 2015-01-01 | 2015-01-01 | JEA | 26930.704 | 76.6415 | 1
LS-001100 | 10220 HOMARD BV N | 27553 | East Grid | Duval | 1990-05-30 | 1990-05-30 | JEA | 7163.6272 | 21.2944 | 1
LS-001101 | 2230 HOME PARK CR E | 159476 | East Grid | Duval | 2012-08-13 | 2012-08-13 | JEA | 1828.9983 | 5.5702 | 1
LS-001103 | 11861 HOOD LANDING RD | 199844 | South Grid | Duval | 1990-01-01 | 1990-01-01 | JEA |  |  | 2
LS-001104 | 12403 HOOD LANDING RD | 1200 | South Grid | Duval | 1980-01-01 | 1980-01-01 | JEA |  |  | 1
LS-001105 | 10142 HOOD RD | 1064 | South Grid | Duval | 1985-01-01 | 1985-01-01 | JEA |  |  | 2
LS-001109 | 2123 HOVINGTON CR W | 1999 | East Grid | Duval | 1982-01-01 | 1982-01-01 | JEA | 49834.5916 | 137.5631 | 1
LS-001110 | 1560 HOWARD RD | 52369 | North Grid | Duval | 2006-04-07 | 2006-04-07 | JEA |  |  | 1
LS-001111 | 2336 HUCKINGS CT | 54554 | East Grid | Duval | 2001-07-10 | 2001-07-10 | JEA |  |  | 1
LS-001114 | 2798 HUFFMAN BV | 1457 | East Grid | Duval | 1982-01-01 | 1982-01-01 | JEA |  |  | 4
LS-001115 | 3092 HUFFMAN BV | 1874 | East Grid | Duval | 1980-01-01 | 1980-01-01 | JEA | 1817.3503 | 5.5352 | 1
LS-001116 | 2601 HUGH EDWARDS DR | 1539 | West Grid | Duval | 2003-11-03 | 2003-11-03 | JEA | 235075.7278 | 576.2903 | 2
LS-001117 | 4212 HUNTINGTON FOREST DR | 1849 | South Grid | Duval | 1999-07-13 | 1999-07-13 | JEA |  |  | 2
LS-001120 | I95 REST AREA NORTHBOUND | 185412 | St Johns Grid | Duval | 2001-04-01 | 2001-04-01 | JEA |  |  | 2
LS-001121 | I95 REST AREA SOUTHBOUND | 54556 | St Johns Grid | St Johns | 2008-03-11 | 2008-03-11 | JEA |  |  | 1
LS-001122 | 13961 IBIS POINT BV | 1354 | East Grid | Duval | 1980-01-01 | 1980-01-01 | JEA | 12917.5602 | 37.7789 | 1
LS-001123 | 1492 IMESON RD | 1244 | West Grid | Duval | 1992-01-01 | 1992-01-01 | JEA | 21392.0852 | 61.4613 | 2
LS-001129 | 3421 INDIAN CREEK BV | 9602 | St Johns Grid | Duval | 1997-07-31 | 1997-07-31 | JEA |  |  | 1
LS-001130 | 2142 INDIAN SPRINGS DR | 1699 | East Grid | Duval | 1980-01-01 | 1980-01-01 | JEA | 179287.6066 | 450.9858 | 1
LS-001131 | 10468 INDIAN WALK RD | 2018 | South Grid | Duval | 1980-01-01 | 1980-01-01 | JEA |  |  | 2
LS-001133 | 7535 INTERNATIONAL VILLAGE DR | 12801 | East Grid | Duval | 2000-03-29 | 2000-03-29 | JEA |  |  | 1
LS-001134 | 8083 INTERNATIONAL VILLAGE DR | 23043 | East Grid | Duval | 1988-08-02 | 1988-08-02 | JEA |  |  | 1
LS-001136 | 7702 INVERMERE BV | 1116 | West Grid | Duval | 1994-01-01 | 1994-01-01 | JEA | 20452.0162 | 58.8632 | 1
LS-001137 | 7305 IRVING SCOTT DR | 2062 | North Grid | Duval | 1980-01-01 | 1980-01-01 | JEA | 21340.7372 | 61.3196 | 2
LS-001138 | 933 ISLAND POINT DR | 52937 | North Grid | Duval | 2006-08-21 | 2006-08-21 | JEA |  |  | 1
LS-001139 | 112 ISLESBROOK PY | 72175 | St Johns Grid | Duval | 2007-02-20 | 2007-02-20 | JEA |  |  | 3
LS-001141 | 1318 IVYHEDGE AV | 72174 | St Johns Grid | St Johns | 2003-10-21 | 2003-10-21 | FPL |  |  | 2
LS-001142 | 5642 J RAY CR S | 1301 | South Grid | Duval | 1954-01-01 | 1954-01-01 | JEA | 452573.0232 | 1032.3781 | 4
LS-001144 | 1956 JAMMES RD | 54557 | West Grid | Duval | 2008-03-11 | 2008-03-11 | JEA | 17063.5982 | 49.4416 | 1
LS-001145 | 5001 JAMMES RD | 1652 | West Grid | Duval | 1999-10-13 | 1999-10-13 | JEA | 39250.8127 | 109.7399 | 1
LS-001146 | 5541 JAMMES RD | 1374 | West Grid | Duval | 1989-01-01 | 1989-01-01 | JEA | 62795.2993 | 170.9982 | 1
LS-001147 | 6034 JAMMES RD | 10891 | West Grid | Duval | 2003-07-02 | 2003-07-02 | JEA | 13237.7509 | 38.6854 | 1
LS-001156 | 11477 JERRY ADAMS DR | 12811 | North Grid | Duval | 2004-06-15 | 2004-06-15 | JEA |  |  | 1
LS-001157 | 8694 JESSIE B SMITH CT | 1779 | West Grid | Duval | 1998-01-01 | 1998-01-01 | JEA | 5681.5572 | 16.9782 | 1
LS-001159 | 12791 JOEANDY RD N | 1998 | East Grid | Duval | 1980-01-01 | 1980-01-01 | JEA | 75870.9173 | 204.1207 | 2
LS-001160 | 2465 JOHN PROM BV | 1070 | East Grid | Duval | 1980-01-01 | 1980-01-01 | JEA | 31096.5028 | 87.9289 | 1
LS-001161 | 231 JOHNS CREEK PY | 54559 | St Johns Grid | St Johns | 2004-02-05 | 2004-02-05 | FPL |  |  | 1
LS-001162 | 391 JOHNS CREEK PY | 54558 | St Johns Grid | St Johns | 2004-02-05 | 2004-02-05 | FPL |  |  | 1
LS-001163 | 9343 JOLORU DR | 1782 | West Grid | Duval | 1988-01-01 | 1988-01-01 | JEA | 54467.3225 | 149.5892 | 1
LS-001164 | 1143 JONES CREEK DR | 24017 | East Grid | Duval | 1999-07-28 | 1999-07-28 | JEA | 6075.3724 | 18.1284 | 2
LS-001165 | 8241 JOSE CIRCLE W | 1606 | South Grid | Duval | 1989-11-01 | 1989-11-01 | JEA | 17589.1064 | 50.9089 | 1
LS-001166 | 14450 JOSE VEDRA BV | 21765 | East Grid | Duval | 1986-12-02 | 1986-12-02 | JEA | 59013.0176 | 161.3071 | 1
LS-001169 | 3805 JULIA MARIE DR | 12809 | West Grid | Duval | 2003-05-20 | 2003-05-20 | JEA | 23313.7848 | 66.7522 | 1
LS-001172 | 9764 JUPITER CT S | 2036 | East Grid | Duval | 1970-01-01 | 1970-01-01 | JEA |  |  | 1
LS-001173 | 5624 KEATON LAKE DR | 2028 | South Grid | Duval | 1980-01-01 | 1980-01-01 | JEA |  |  | 1
LS-001174 | 7260 KEN KNIGHT DR W | 1487 | North Grid | Duval | 1980-01-01 | 1980-01-01 | JEA | 97196.7464 | 257.0265 | 2
LS-001176 | 9687 KENDALL POINT DR | 20801 | East Grid | Duval | 2005-06-01 | 2005-06-01 | JEA | 21731.6807 | 62.3982 | 1
LS-001177 | 3214 KENISTON LN | 16963 | East Grid | Duval | 1957-10-07 | 1957-10-07 | JEA |  |  | 1
LS-001178 | 10656 KENNEDY LN | 1573 | South Grid | Duval | 1991-10-10 | 1991-10-10 | JEA |  |  | 3
LS-001181 | 12312 KENSINGTON LAKES DR | 1698 | East Grid | Duval | 1980-01-01 | 1980-01-01 | JEA | 80887.4395 | 216.6833 | 2
LS-001184 | 102 KERNAN BV N | 52354 | East Grid | Duval | 1999-05-21 | 1999-05-21 | JEA | 26081.7893 | 74.3282 | 1
LS-001185 | 3431 KERNAN BV S | 1919 | East Grid | Duval | 1980-01-01 | 1980-01-01 | JEA | 128153.7344 | 331.7717 | 3
LS-001186 | 4800 KERNAN BV S | 52385 | East Grid | Duval | 2002-05-02 | 2002-05-02 | JEA | 29745.6352 | 84.2801 | 2
LS-001187 | 5103 KERNAN BV S | 1056 | East Grid | Duval | 2000-11-28 | 2000-11-28 | JEA |  |  | 1
LS-001189 | 12591 KERNAN FOREST BV | 10888 | East Grid | Duval | 2003-07-17 | 2003-07-17 | JEA | 51680.8243 | 142.3662 | 2
LS-001192 | 10800 KEY HAVEN BV | 399645 | North Grid | Duval | 2025-03-05 | 2025-03-05 | JEA |  |  | 3
LS-001193 | 8138 KILKELLY LN S | 8327 | West Grid | Duval | 1994-09-30 | 1994-09-30 | JEA | 13762.9166 | 40.1699 | 2
LS-001195 | 4140 KINGSBURY ST | 1154 | West Grid | Duval | 2012-10-08 | 2012-10-08 | JEA |  |  | 4
LS-001196 | 168 Seaside Vista Ct | 21763 | St Johns Grid | St Johns | 1988-01-01 | 1988-01-01 | FPL |  |  | 1
LS-001197 | 5730 KINLOCK DR S | 1279 | North Grid | Duval | 1995-09-15 | 1995-09-15 | JEA | 176213.6836 | 443.9479 | 4
LS-001199 | 3601 KIRKPATRICK DR | 72142 | West Grid | Duval | 2007-09-16 | 2007-09-16 | JEA | 16653.0949 | 48.2938 | 1
LS-001200 | 3221 KLINE RD | 54560 | East Grid | Duval | 1981-07-01 | 1981-07-01 | JEA | 3009.9824 | 9.1021 | 1
LS-001201 | 1140 KNOLL DR W | 1284 | West Grid | Duval | 1950-01-01 | 1950-01-01 | JEA | 10029.8876 | 29.5549 | 1
LS-001203 | 3747 KORI RD | 1850 | South Grid | Duval | 1980-01-01 | 1980-01-01 | JEA |  |  | 2
LS-001204 | 2044 KUSAIE DR | 1330 | East Grid | Duval | 1970-01-01 | 1970-01-01 | JEA | 37596.9539 | 105.3444 | 1
LS-001205 | 5549 LA MOYA AV | 1376 | West Grid | Duval | 2004-04-14 | 2004-04-14 | JEA | 47119.7211 | 130.474 | 1
LS-001206 | 2004 LA VACA RD | 17285 | South Grid | Duval | 1988-06-22 | 1988-06-22 | JEA | 5629.9371 | 16.8273 | 1
LS-001207 | 4181 LA VISTA CR | 16648 | South Grid | Duval | 1984-12-11 | 1984-12-11 | JEA | 298784.017 | 714.5721 | 3
LS-001209 | 688 LADY LAKE RD | 12492 | North Grid | Duval | 2004-05-06 | 2004-05-06 | JEA |  |  | 2
LS-001210 | 65134 LAGOON FOREST DR | 72169 | Nassau Grid | Nassau | 2007-04-12 | 2007-04-12 | FPL |  |  | 1
LS-001211 | 11845 LAKE BEND CR | 29185 | North Grid | Duval | 2004-10-15 | 2004-10-15 | JEA |  |  | 1
LS-001212 | 13433 LAKE FRETWELL ST | 32273 | West Grid | Duval | 2005-05-02 | 2005-05-02 | JEA | 6782.5983 | 20.1879 | 1
LS-001215 | 12551 LAKE GARDENS DR | 10572 | South Grid | Duval | 2001-09-14 | 2001-09-14 | JEA |  |  | 1
LS-001216 | 6130 LAKE GRAY BV | 2243 | West Grid | Duval | 1987-06-30 | 1987-06-30 | JEA | 15699.7125 | 45.6224 | 1
LS-001218 | 6195 LAKE LUGANO DR | 19207 | South Grid | Duval | 1967-09-22 | 1967-09-22 | JEA | 152383.1402 | 388.8517 | 1
LS-001219 | 11160 LAKE MANDARIN CR W | 1722 | South Grid | Duval | 1970-01-01 | 1970-01-01 | JEA |  |  | 1
LS-001220 | 1900 PALMDALE ST | 1745 | North Grid | Duval | 2000-11-20 | 2000-11-20 | JEA | 46323.5662 | 128.389 | 2
LS-001221 | 155 LAKE RUN BV | 14081 | North Grid | Duval | 2004-03-03 | 2004-03-03 | JEA |  |  | 1
LS-001222 | 1755 LAKE SHORE BV | 1110 | West Grid | Duval | 2001-01-10 | 2001-01-10 | JEA | 171533.4062 | 433.2029 | 2
LS-001224 | 4294 LAKESIDE DR | 1371 | West Grid | Duval | 1982-01-01 | 1982-01-01 | JEA | 58084.8141 | 158.9208 | 2
LS-001226 | 5391 LAMAR DR | 1255 | West Grid | Duval | 1978-01-01 | 1978-01-01 | JEA | 40149.1472 | 112.1217 | 1
LS-001228 | 8869 LANCASHIRE DR | 9922 | North Grid | Duval | 2002-11-15 | 2002-11-15 | JEA | 89985.1836 | 239.2781 | 2
LS-001251 | 1171 LANE AV S | 1683 | West Grid | Duval | 1991-01-01 | 1991-01-01 | JEA | 35318.8914 | 99.2671 | 2
LS-001261 | 1973 LANE AV S | 54563 | West Grid | Duval | 2001-09-04 | 2001-09-04 | JEA | 2523.4856 | 7.6516 | 1
LS-001263 | 11787 LANIER CREEK DR | 89409 | South Grid | Duval | 2007-08-01 | 2007-08-01 | JEA |  |  | 1
LS-001265 | 13333 LANIER RD | 1909 | North Grid | Duval | 1970-01-01 | 1970-01-01 | JEA |  |  | 1
LS-001266 | 1700 LANSDOWNE DR | 54562 | East Grid | Duval | 2008-03-11 | 2008-03-11 | JEA |  |  | 1
LS-001267 | 2421 LANSDOWNE DR | 1138 | East Grid | Duval | 1980-01-01 | 1980-01-01 | JEA | 16307.0256 | 47.325 | 1
LS-001268 | 2538 LANTANA AV | 20173 | North Grid | Duval | 1957-01-01 | 1957-01-01 | JEA | 54055.1472 | 148.5228 | 1
LS-001269 | 2841 LANTANNA LAKES DR E | 1204 | East Grid | Duval | 1980-01-01 | 1980-01-01 | JEA | 54872.566 | 150.6371 | 2
LS-001270 | 7600 LAS PALMAS WY | 16654 | South Grid | Duval | 1971-12-09 | 1971-12-09 | JEA | 23776.3024 | 68.0217 | 1
LS-001271 | 939 LAS ROBIDA DR | 33889 | East Grid | Duval | 2009-06-19 | 2009-06-19 | JEA |  |  | 1
LS-001272 | 3640 LAS VEGAS | 1315 | South Grid | Duval | 1980-01-01 | 1980-01-01 | JEA |  |  | 2
LS-001273 | 2320 LATRIUM CR N | 35489 | St Johns Grid | St Johns | 1978-12-19 | 1978-12-19 | BEACHES E |  |  | 1
LS-001274 | 1023 LAURA ST N | 1944 | North Grid | Duval | 1950-01-01 | 1950-01-01 | JEA |  |  | 4
LS-001275 | 331 LAURINA ST | 1917 | East Grid | Duval | 1973-12-13 | 1973-12-13 | JEA | 31423.1118 | 88.8095 | 1
LS-001276 | 10410 LAWSON RD | 1860 | East Grid | Duval | 2004-02-12 | 2004-02-12 | JEA | 54680.1569 | 150.1397 | 1
LS-001277 | 536 LE MASTER DR | 37169 | St Johns Grid | St Johns | 1974-01-17 | 1974-01-17 | BEACHES E |  |  | 2
LS-001278 | 4676 LEAH CREEK DR | 2245 | South Grid | Duval | 2001-07-12 | 2001-07-12 | JEA |  |  | 1
LS-001279 | 196 LEATHERLEAF DR | 2001 | East Grid | Duval | 1982-01-01 | 1982-01-01 | JEA | 18103.5039 | 52.343 | 1
LS-001281 | 3596 LEESBURG DR | 1141 | East Grid | Duval | 2012-03-30 | 2012-03-30 | JEA | 31188.3871 | 88.1767 | 1
LS-001284 | 10600 LEM TURNER RD | 1458 | North Grid | Duval | 1980-01-01 | 1980-01-01 | JEA |  |  | 1
LS-001311 | 9495 LEM TURNER RD | 29844 | North Grid | Duval | 1997-06-03 | 1997-06-03 | JEA | 2637.8469 | 7.9931 | 1
LS-001324 | 7702 LENOX AV | 1987 | West Grid | Duval | 1950-01-01 | 1950-01-01 | JEA | 705328.4057 | 1520.0944 | 3
LS-001328 | 87073 LENTZ RD | 72097 | Nassau Grid | Nassau | 2005-05-19 | 2005-05-19 | FPL |  |  | 2
LS-001329 | 9400 LEO MAGUIRE PY | 30546 | St Johns Grid | St Johns | 2007-07-31 | 2007-07-31 | FPL |  |  | 2
LS-001330 | 470 SAMPSON WAY | 54564 | St Johns Grid | St Johns | 2002-05-10 | 2002-05-10 | FPL |  |  | 2
LS-001340 | 3975 LEONNIE RD | 1939 | North Grid | Duval | 1980-01-01 | 1980-01-01 | JEA | 5783.9484 | 17.2775 | 1
LS-001341 | 2010 LEWIS INDUSTRIAL DR | 1546 | West Grid | Duval | 1970-01-01 | 1970-01-01 | JEA | 12723.4386 | 37.2288 | 1
LS-001344 | LIGHTHOUSE POINT 1 | 12807 | Nassau Grid | Nassau | 2003-07-16 | 2003-07-16 | FPL |  |  | 2
LS-001345 | 2 LIGHTHOUSE PT | 48801 | Nassau Grid | Nassau | 2003-09-09 | 2003-09-09 | FPL |  |  | 1
LS-001348 | 7863 LITTLE FOX LN | 1840 | South Grid | Duval | 1950-01-01 | 1950-01-01 | JEA | 61485.8446 | 167.6489 | 2
LS-001349 | 2588 LOFBERG DR | 1579 | South Grid | Duval | 1980-01-01 | 1980-01-01 | JEA | 58537.7953 | 160.0858 | 4
LS-001351 | 12080 LONDON LAKE DR W | 54565 | South Grid | Duval | 2002-02-25 | 2002-02-25 | JEA |  |  | 1
LS-001355 | 10400 LONE STAR RD | 18887 | East Grid | Duval | 1989-05-18 | 1989-05-18 | JEA | 7023.4003 | 20.8874 | 1
LS-001356 | 4797 LONG BOW RD | 1509 | West Grid | Duval | 1950-01-01 | 1950-01-01 | JEA | 42637.3534 | 118.6985 | 1
LS-001357 | 5175 LONGLEAF ST | 1147 | North Grid | Duval | 2003-03-17 | 2003-03-17 | JEA | 29149.28 | 82.6659 | 2
LS-001358 | 11610 LONGWOOD KEY DR E | 1879 | North Grid | Duval | 1989-04-19 | 1989-04-19 | JEA |  |  | 1
LS-001359 | 4064 LONICERA LOOP | 10562 | St Johns Grid | Duval | 2001-12-06 | 2001-12-06 | JEA |  |  | 1
LS-001361 | 7000 LORAIN ST | 1533 | North Grid | Duval | 1954-01-01 | 1954-01-01 | JEA | 2640.1557 | 8 | 2
LS-001362 | 792 LORD NELSON BV | 12802 | North Grid | Duval | 2004-05-03 | 2004-05-03 | JEA |  |  | 1
LS-001363 | 4008 LORETTO RD | 1196 | South Grid | Duval | 1980-01-01 | 1980-01-01 | JEA |  |  | 1
LS-001364 | 11065 LOSCO JUNCTION DR | 1439 | South Grid | Duval | 1980-01-01 | 1980-01-01 | JEA |  |  | 2
LS-001365 | 4440 LOSCO RD | 1063 | South Grid | Duval | 1970-01-01 | 1970-01-01 | JEA |  |  | 1
LS-001367 | 4930 LOSCO RD | 1854 | South Grid | Duval | 1980-01-01 | 1980-01-01 | JEA |  |  | 1
LS-001368 | 5141 LOSCO RD | 1190 | South Grid | Duval | 1970-01-01 | 1970-01-01 | JEA |  |  | 1
LS-001369 | 10747 LOST PINES DR | 1862 | East Grid | Duval | 1980-01-01 | 1980-01-01 | JEA | 32322.5611 | 91.2314 | 2
LS-001370 | 11038 LOTHMORE RD | 54169 | West Grid | Duval | 2005-07-29 | 2005-07-29 | JEA | 8943.3795 | 26.4359 | 1
LS-001371 | 900 LOTUS LN S | 1964 | St Johns Grid | Duval | 1994-10-26 | 1994-10-26 | JEA |  |  | 2
LS-001372 | 6331 LOUIS CLARK CT | 52945 | West Grid | Duval | 2005-07-15 | 2005-07-15 | JEA | 20101.1829 | 57.892 | 1
LS-001373 | 2045 LUANA DR E | 1861 | East Grid | Duval | 1985-01-01 | 1985-01-01 | JEA | 55061.2102 | 151.1247 | 1
LS-001374 | 2323 LUANA DR E | 1332 | East Grid | Duval | 1979-01-01 | 1979-01-01 | JEA | 41882.0015 | 116.7051 | 1
LS-001375 | 7709 LUEDERS AV | 41329 | North Grid | Duval | 2005-10-14 | 2005-10-14 | JEA |  |  | 1
LS-001377 | 16433 MAGNOLIA GROVE WY | 54713 | North Grid | Duval | 2007-07-13 | 2007-07-13 | JEA |  |  | 2
LS-001378 | 189 MAHOGANY BAY DR | 72110 | St Johns Grid | Duval | 2007-03-28 | 2007-03-28 | JEA |  |  | 2
LS-001382 | 39 MAJESTIC EAGLE DR | 72176 | St Johns Grid | St Johns | 2007-08-02 | 2007-08-02 | FPL |  |  | 1
LS-001383 | 3482 MAJESTIC OAKS DR | 1220 | East Grid | Duval | 1970-01-01 | 1970-01-01 | JEA | 7514.7435 | 22.3121 | 1
LS-001384 | 1353 MALLARD LANDING BV | 24321 | St Johns Grid | Duval | 1993-08-01 | 1993-08-01 | JEA |  |  | 1
LS-001385 | 1896 MALLORY ST | 1597 | West Grid | Duval | 2004-02-03 | 2004-02-03 | JEA | 6083.9517 | 18.1535 | 1
LS-001388 | 11741 MANDARIN RD | 1185 | South Grid | Duval | 1980-01-01 | 1980-01-01 | JEA |  |  | 2
LS-001390 | 12931 MANDARIN RD | 1121 | South Grid | Duval | 1985-01-01 | 1985-01-01 | JEA |  |  | 2
LS-001392 | 14842 MANDARIN RD | 54568 | South Grid | Duval | 2005-02-07 | 2005-02-07 | JEA |  |  | 1
LS-001394 | 11328 MANDARIN RIDGE LN | 2022 | South Grid | Duval | 1998-08-13 | 1998-08-13 | JEA |  |  | 1
LS-001396 | 2235 MANEY DR | 1134 | South Grid | Duval | 1980-01-01 | 1980-01-01 | JEA | 22514.2177 | 64.554 | 1
LS-001397 | 2962 MANGROVE AV | 1869 | East Grid | Duval | 1970-01-01 | 1970-01-01 | JEA | 69425.7531 | 187.8651 | 2
LS-001399 | 1466 MANOTAK OAKS | 54567 | West Grid | Duval | 2006-01-13 | 2006-01-13 | JEA | 10412.2778 | 30.6492 | 1
LS-001400 | 5689 MARATHON PY | 1510 | West Grid | Duval | 1970-01-01 | 1970-01-01 | JEA | 38102.9793 | 106.6907 | 2
LS-001401 | 10366 MARBLE EGRET DR | 1319 | South Grid | Duval | 1985-01-01 | 1985-01-01 | JEA |  |  | 1
LS-001402 | 1030 MARCY ST | 1777 | North Grid | Duval | 1970-01-01 | 1970-01-01 | JEA | 4110.1403 | 12.3623 | 1
LS-001403 | 1616 MARDIS PL E | 1505 | West Grid | Duval | 1988-01-01 | 1988-01-01 | JEA | 3223.2272 | 9.7361 | 1
LS-001407 | 225 MARISCO WY | 52561 | West Grid | Duval | 2004-11-01 | 2004-11-01 | JEA | 10991.4975 | 32.3036 | 1
LS-001410 | 4790 MARSH HAMMOCK DR | 21450 | East Grid | Duval | 1981-10-16 | 1981-10-16 | JEA | 11639.8598 | 34.1511 | 1
LS-001411 | 13708 MARSH HARBOR DR N | 41681 | East Grid | Duval | 1998-04-02 | 1998-04-02 | JEA | 11200.2344 | 32.8989 | 1
LS-001412 | 14657 MARSH ISLAND LN | 21455 | East Grid | Duval | 1999-09-28 | 1999-09-28 | JEA | 1278.1641 | 3.9089 | 1
LS-001413 | 96135 MARSH LAKES | 32257 | Nassau Grid | Nassau | 1987-11-12 | 1987-11-12 | FPL |  |  | 1
LS-001414 | 188 MARSHVIEW HAVEN DR | 54569 | St Johns Grid | St Johns | 2004-01-27 | 2004-01-27 | FPL |  |  | 1
LS-001415 | 11399 MARTIN LAKE CT | 16004 | West Grid | Duval | 2004-11-17 | 2004-11-17 | JEA | 11879.7672 | 34.8336 | 1
LS-001416 | 11405 MARTIN LAKE DR | 9285 | West Grid | Duval | 2003-01-15 | 2003-01-15 | JEA | 40453.6915 | 112.9283 | 2
LS-001417 | 5936 MARTIN LUTHER KING DR | 1363 | North Grid | Duval | 1950-01-01 | 1950-01-01 | JEA | 6299.4448 | 18.7818 | 1
LS-001420 | 2530 MAYAPPLE RD E | 27969 | East Grid | Duval | 1993-05-06 | 1993-05-06 | JEA |  |  | 1
LS-001423 | 2304 MCMILLAN ST | 2068 | North Grid | Duval | 1998-02-12 | 1998-02-12 | JEA |  |  | 4
LS-001424 | 11803 MCCORMICK RD | 27585 | East Grid | Duval | 2009-02-28 | 2009-02-28 | JEA | 7801.9612 | 23.1434 | 1
LS-001425 | 12943 MCCORMICK RD | 15051 | East Grid | Duval | 1990-09-21 | 1990-09-21 | JEA | 22717.9189 | 65.1145 | 1
LS-001428 | 2251 MCCOY CREEK BV | 1419 | North Grid | Duval | 1966-01-01 | 1966-01-01 | JEA | 55103.8843 | 151.235 | 1
LS-001430 | 4170 MCGIRTS BV | 1370 | West Grid | Duval | 2011-02-17 | 2011-02-17 | JEA | 52339.1959 | 144.0756 | 2
LS-001431 | 10516 MCGIRTS CREEK DR | 1785 | West Grid | Duval | 2001-02-09 | 2001-02-09 | JEA | 5672.7342 | 16.9524 | 1
LS-001432 | 1895 MCGIRTS POINT BV | 44561 | West Grid | Duval | 2006-11-08 | 2006-11-08 | JEA | 14142.8699 | 41.2424 | 1
LS-001434 | 10577 MCLAURIN RD E | 19215 | South Grid | Duval | 1997-06-26 | 1997-06-26 | JEA | 26775.5223 | 76.219 | 1
LS-001435 | 10342 MEADOW POINT DR | 1247 | West Grid | Duval | 1999-07-01 | 1999-07-01 | JEA | 28874.2187 | 81.9206 | 1
LS-001436 | 7901 MEADOW VISTA DR | 54571 | South Grid | Duval | 1971-02-18 | 1971-02-18 | JEA | 33369.1539 | 94.0438 | 1
LS-001437 | 12785 MEADOWSWEET LN | 1037 | East Grid | Duval | 1980-01-01 | 1980-01-01 | JEA | 75624.6514 | 203.502 | 1
LS-001439 | 3801 MEEK DR | 54572 | East Grid | Duval | 1959-02-21 | 1959-02-21 | JEA |  |  | 1
LS-001440 | 7619 MELVIN RD | 18890 | West Grid | Duval | 2005-05-27 | 2005-05-27 | JEA | 53679.6304 | 147.5506 | 2
LS-001441 | 1410 MENLO AV | 1910 | North Grid | Duval | 1998-04-22 | 1998-04-22 | JEA |  |  | 4
LS-001443 | 41 MENTORIA RD | 52278 | Nassau Grid | Nassau | 1995-05-01 | 1995-05-01 | FPL |  |  | 2
LS-001444 | 2200 MERCER CR S | 1603 | South Grid | Duval | 1980-01-01 | 1980-01-01 | JEA | 17271.1171 | 50.0213 | 1
LS-001445 | 8446 MERCHANT WALK | 31298 | West Grid | Duval | 2004-02-08 | 2004-02-08 | JEA | 12963.4194 | 37.9088 | 1
LS-001446 | 8120 MERCHANTS GATE DR | 52899 | West Grid | Duval | 2005-11-01 | 2005-11-01 | JEA | 28376.2185 | 80.5702 | 2
LS-001450 | 11815 MERGANSER WY | 1385 | South Grid | Duval | 1980-01-01 | 1980-01-01 | JEA |  |  | 1
LS-001452 | 7732 MERRILL RD | 27873 | East Grid | Duval | 1960-03-04 | 1960-03-04 | JEA |  |  | 3
LS-001454 | 4401 MERRIMAC AV | 1648 | West Grid | Duval | 1983-01-01 | 1983-01-01 | JEA | 3393.2832 | 10.2409 | 1
LS-001455 | 12237 MESA VERDE TR | 1384 | South Grid | Duval | 1980-01-01 | 1980-01-01 | JEA |  |  | 1
LS-001456 | METRO PARK | 54574 | h | Duval | 2004-07-21 | 2004-07-21 | JEA |  |  | 1
LS-001458 | 937 MIKAEL AV | 1695 | West Grid | Duval | 1980-01-01 | 1980-01-01 | JEA | 8738.7083 | 25.8468 | 2
LS-001459 | 1030 MILL CREEK RD | 1529 | East Grid | Duval | 2001-06-30 | 2001-06-30 | JEA | 458696.1299 | 1044.646 | 3
LS-001461 | 9411 MILL SPRINGS RD | 2021 | South Grid | Duval | 1980-01-01 | 1980-01-01 | JEA |  |  | 1
LS-001462 | 1400 MILLCOE RD | 22081 | East Grid | Duval | 1993-02-25 | 1993-02-25 | JEA | 317.9094 | 0.98273 | 2
LS-001463 | 7202 MIMOSA GROVE TL | 1812 | West Grid | Duval | 1980-01-01 | 1980-01-01 | JEA | 8427.7225 | 24.9506 | 1
LS-001464 | 11004 MINDANAO DR S | 1635 | East Grid | Duval | 1970-01-01 | 1970-01-01 | JEA | 128462.1663 | 332.5057 | 2
LS-001466 | 85537 MINER RD | 11202 | Nassau Grid | Nassau | 2002-05-29 | 2002-05-29 | FPL |  |  | 2
LS-001467 | 5872 MINING TR | 1440 | South Grid | Duval | 1970-01-01 | 1970-01-01 | JEA |  |  | 1
LS-001468 | 5423 MINOSA CT | 1677 | North Grid | Duval | 1988-01-01 | 1988-01-01 | JEA | 9503.1136 | 28.0445 | 1
LS-001469 | 12501 MISSION HILLS DR | 16003 | East Grid | Duval | 1989-01-23 | 1989-01-23 | JEA | 3612.6271 | 10.8912 | 1
LS-001470 | 3900 MISSION HILLS DR E | 16001 | East Grid | Duval | 1989-01-23 | 1989-01-23 | JEA | 14090.1671 | 41.0937 | 2
LS-001471 | 4840 MISSISSIPPI CT | 1239 | North Grid | Duval | 1982-08-02 | 1982-08-02 | JEA | 4416.6873 | 13.2663 | 1
LS-001472 | 8017 MISTY MEADOW CT N | 11201 | West Grid | Duval | 2003-12-04 | 2003-12-04 | JEA | 3908.2065 | 11.7658 | 1
LS-001473 | 12090 MISTY WATER DR N | 10574 | East Grid | Duval | 2001-06-05 | 2001-06-05 | JEA | 33381.0444 | 94.0757 | 1
LS-001474 | 6781 MISTYVIEW DR | 52898 | West Grid | Duval | 2007-08-01 | 2007-08-01 | JEA | 11464.2953 | 33.6513 | 1
LS-001475 | 3942 MONCRIEF RD | 136117 | North Grid | Duval | 1980-01-01 | 1980-01-01 | JEA | 8386.4008 | 24.8314 | 1
LS-001476 | 4861 MONCRIEF RD | 54576 | North Grid | Duval | 2006-08-01 | 2006-08-01 | JEA | 28769.1637 | 81.6359 | 2
LS-001477 | 5447 MONCRIEF RD W | 1238 | North Grid | Duval | 1980-01-01 | 1980-01-01 | JEA | 5312.4749 | 15.898 | 1
LS-001479 | 5001 MONROE FOREST DR | 30161 | South Grid | Duval | 2006-08-16 | 2006-08-16 | JEA |  |  | 1
LS-001480 | 3780 MONTEBELLO WY | 54575 | East Grid | Duval | 2006-07-12 | 2006-07-12 | JEA | 18412.5895 | 53.2036 | 1
LS-001481 | 7819 MONTEREY BAY DR | 12482 | South Grid | Duval | 2001-09-11 | 2001-09-11 | JEA | 36563.8734 | 102.5917 | 1
LS-001482 | 11238 MONUMENT LANDING BV | 1758 | East Grid | Duval | 1980-01-01 | 1980-01-01 | JEA | 5531.7244 | 16.54 | 1
LS-001484 | 1154 MONUMENT RD | 19209 | East Grid | Duval | 2000-01-03 | 2000-01-03 | JEA | 91584.5956 | 243.2264 | 2
LS-001485 | 1453 MONUMENT RD | 16964 | East Grid | Duval | 1970-01-15 | 1970-01-15 | JEA | 100164.602 | 264.2912 | 1
LS-001486 | 1500 MONUMENT RD | 25921 | East Grid | Duval | 1986-09-30 | 1986-09-30 | JEA | 13787.1437 | 40.2384 | 1
LS-001487 | 1701 MONUMENT RD | 18895 | East Grid | Duval | 1978-03-15 | 1978-03-15 | JEA | 55989.7902 | 153.5227 | 2
LS-001488 | 3333 MONUMENT RD | 15363 | East Grid | Duval | 1985-10-11 | 1985-10-11 | JEA | 35885.3503 | 100.7808 | 1
LS-001489 | 4245 MONUMENT RD | 15045 | East Grid | Duval | 1983-09-14 | 1983-09-14 | JEA | 7351.9284 | 21.8404 | 1
LS-001490 | 4621 MONUMENT POINT CR | 14728 | East Grid | Duval | 1988-01-01 | 1988-01-01 | JEA | 12066.8486 | 35.3654 | 1
LS-001491 | 12629 MOOSE RD | 1908 | North Grid | Duval | 1980-01-01 | 1980-01-01 | JEA |  |  | 1
LS-001492 | 5631 MORET DR | 1114 | West Grid | Duval | 2005-11-21 | 2005-11-21 | JEA | 6259.55 | 18.6655 | 1
LS-001493 | 6600 MORET DR S | 25922 | West Grid | Duval | 1957-03-12 | 1957-03-12 | JEA | 19860.4897 | 57.225 | 1
LS-001496 | 4516 MORRISON ST | 1397 | North Grid | Duval | 1950-01-01 | 1950-01-01 | JEA | 3480.1059 | 10.4984 | 1
LS-001498 | 6084 MORSE AVE | 59969 | West Grid | Duval | 2007-06-01 | 2007-06-01 | JEA | 3130.1061 | 9.4593 | 1
LS-001499 | 6101 MORSE AV | 19844 | West Grid | Duval | 2005-04-26 | 2005-04-26 | JEA | 13553.3944 | 39.578 | 1
LS-001500 | 6857 MORSE AV | 12808 | West Grid | Duval | 2008-05-01 | 2008-05-01 | JEA | 61551.7845 | 167.8177 | 2
LS-001503 | 4990 MORVEN RD | 1653 | West Grid | Duval | 1982-01-01 | 1982-01-01 | JEA | 20185.1887 | 58.1246 | 2
LS-001504 | 15598 MOSS HOLLOW DR | 54577 | North Grid | Duval | 2000-11-17 | 2000-11-17 | JEA |  |  | 1
LS-001505 | 11629 MOSSY WY | 1522 | South Grid | Duval | 1966-01-01 | 1966-01-01 | JEA |  |  | 2
LS-001506 | 11433 KINGSLEY MANOR WAY | 14736 | East Grid | Duval | 1985-07-25 | 1985-07-25 | JEA |  |  | 1
LS-001508 | 4513 MOUNTAIN BROOK LN E | 1425 | East Grid | Duval | 1985-01-01 | 1985-01-01 | JEA | 16888.7128 | 48.9528 | 1
LS-001509 | 12934 MT PLEASANT RD | 15369 | East Grid | Duval | 1989-01-23 | 1989-01-23 | JEA | 49040.8729 | 135.4937 | 1
LS-001512 | 55 MYRTLE AV | 52882 | North Grid | Duval | 2001-01-01 | 2001-01-01 | JEA | 487309.3322 | 1101.6349 | 3
LS-001516 | 96091 NASSAU PL | 36769 | Nassau Grid | Nassau | 2000-04-24 | 2000-04-24 | FPL |  |  | 1
LS-001517 | 10965 NATALIE DR | 54578 | North Grid | Duval | 2001-08-31 | 2001-08-31 | JEA |  |  | 1
LS-001518 | 8205 NATIONS WY | 1175 | South Grid | Duval | 2005-06-26 | 2005-06-26 | JEA | 69897.1289 | 189.0585 | 1
LS-001520 | 1082 NELSON ST | 1417 | West Grid | Duval | 1967-01-01 | 1967-01-01 | JEA | 90607.9844 | 240.8164 | 1
LS-001522 | 981 NESTING SWALLOW DR | 1297 | East Grid | Duval | 1982-01-01 | 1982-01-01 | JEA | 37061.994 | 103.9197 | 1
LS-001533 | 1490 NEW BERLIN RD | 10886 | North Grid | Duval | 2003-04-08 | 2003-04-08 | JEA |  |  | 1
LS-001536 | 3401 NEW BERLIN RD | 2059 | North Grid | Duval | 1989-01-01 | 1989-01-01 | JEA |  |  | 2
LS-001558 | 5589 NEW WORLD BV | 21442 | West Grid | Duval | 2004-02-19 | 2004-02-19 | JEA | 4151.0362 | 12.483 | 2
LS-001559 | 5987 NEW WORLD AVE | 33873 | West Grid | Duval | 2007-04-16 | 2007-04-16 | JEA | 1042.9804 | 3.1962 | 2
LS-001561 | NGS 1_LS01 | 105750 | North Grid | Duval | 2000-01-01 | 2000-01-01 | JEA |  |  | 1
LS-001562 | NGS 2_LS01 | 54581 | North Grid | Duval | 2010-05-13 | 2010-05-13 | JEA |  |  | 1
LS-001563 | NGS 3 | 54582 | North Grid | Duval | 2006-01-01 | 2006-01-01 | JEA |  |  | 1
LS-001564 | NGS 4 | 54583 | North Grid | Duval | 2006-01-01 | 2006-01-01 | JEA |  |  | 1
LS-001565 | 2078 NIBLICK DR | 1157 | West Grid | Duval | 2014-03-01 | 2014-03-01 | JEA | 28127.3253 | 79.8946 | 1
LS-001566 | 76210 NICHOLAS CUTINHA RD | 52279 | Nassau Grid | Nassau | 2001-10-09 | 2001-10-09 | FPL |  |  | 2
LS-001574 | 5121 NORMANDY BV | 1416 | West Grid | Duval | 1954-01-01 | 1954-01-01 | JEA | 2629.676 | 7.9687 | 2
LS-001585 | 7764 NORMANDY BV | 1682 | West Grid | Duval | 1982-01-01 | 1982-01-01 | JEA | 24136.7376 | 69.01 | 2
LS-001593 | 9330 NORMANDY BV | 1644 | West Grid | Duval | 1998-01-01 | 1998-01-01 | JEA | 1217.8739 | 3.7264 | 1
LS-001594 | 9800 NORMANDY BV | 1643 | West Grid | Duval | 1994-01-01 | 1994-01-01 | JEA | 3286.2104 | 9.9231 | 1
LS-001596 | 8121 NOROAD | 1541 | West Grid | Duval | 1999-08-02 | 1999-08-02 | JEA | 13937.0005 | 40.6615 | 1
LS-001597 | 8591 NOROAD DRIVE | 72118 | West Grid | Duval | 2007-06-05 | 2007-06-05 | JEA |  |  | 1
LS-001598 | 6247 NORSE DR | 27922 | West Grid | Duval | 1979-08-07 | 1979-08-07 | JEA | 66297.2235 | 179.9254 | 2
LS-001600 | 115 NORTH DURBIN PY | 52897 | St Johns Grid | Duval | 2007-02-12 | 2007-02-12 | JEA |  |  | 2
LS-001601 | 585 NORTH DURBIN PY | 72117 | St Johns Grid | Duval | 2007-04-03 | 2007-04-03 | JEA |  |  | 1
LS-001605 | 11551 NORTH RIDE CR W | 1967 | South Grid | Duval | 1950-01-01 | 1950-01-01 | JEA |  |  | 1
LS-001606 | 7668 NORTH SHORE DR | 1981 | North Grid | Duval | 1950-01-01 | 1950-01-01 | JEA | 905.4483 | 2.7784 | 1
LS-001607 | 6947 NORWOOD AV | 1602 | North Grid | Duval | 1985-01-01 | 1985-01-01 | JEA | 130078.1812 | 336.3479 | 4
LS-001608 | 801-1 NOTTAGE HILL ST | 63777 | St Johns Grid | St Johns | 2006-06-03 | 2006-06-03 | FPL |  |  | 1
LS-001609 | 1648 NOTTINGHAM KNOLL DR | 1924 | East Grid | Duval | 1997-10-25 | 1997-10-25 | JEA | 24962.946 | 71.2721 | 1
LS-001610 | 4423 JIGGERMAST AV | 14729 | East Grid | Duval | 1978-11-29 | 1978-11-29 | JEA | 29916.7611 | 84.7429 | 1
LS-001611 | 11487 OAK LAWN RD | 23361 | North Grid | Duval | 2005-11-14 | 2005-11-14 | JEA |  |  | 1
LS-001613 | 2034 OAK WATER DR | 16655 | East Grid | Duval | 1983-07-06 | 1983-07-06 | JEA | 11441.6332 | 33.5868 | 1
LS-001615 | 573 OAKLEAF PLANTATION PY | 52915 | West Grid | Clay | 2006-10-13 | 2006-10-13 | CLAY E | 21622.46 | 62.097 | 2
LS-001616 | 785-2 OAKLEAF PLANTATION | 30615 | West Grid | Clay | 2005-04-18 | 2005-04-18 | CLAY E | 24782.6941 | 70.779 | 1
LS-001617 | 786 OAKLEAF PLANTATION PY | 30616 | West Grid | Clay | 2010-09-22 | 2010-09-22 | CLAY E | 8977.1863 | 26.5332 | 1
LS-001619 | 103 OCEAN GRAND BV | 54584 | St Johns Grid | St Johns | 2008-03-11 | 2008-03-11 | FPL |  |  | 1
LS-001623 | 150 OLD BLUFF DR | 55137 | St Johns Grid | St Johns | 2007-01-03 | 2007-01-03 | FPL |  |  | 1
LS-001624 | 5447 OLD COLONY DR | 54609 | West Grid | Duval | 2006-08-30 | 2006-08-30 | JEA | 10191.2585 | 30.0169 | 1
LS-001626 | 6305 OLD KINGS RD N | 1536 | North Grid | Duval | 1993-01-01 | 1993-01-01 | JEA | 714.1955 | 2.1959 | 1
LS-001627 | 8198 OXFORD FOREST DR | 1837 | South Grid | Duval | 1976-01-01 | 1976-01-01 | JEA | 14884.2076 | 43.3308 | 2
LS-001628 | 8153 OLD KINGS RD S | 18884 | South Grid | Duval | 1979-08-06 | 1979-08-06 | JEA | 39671.8811 | 110.8568 | 1
LS-001629 | 8833 OLD KINGS RD S | 54610 | South Grid | Duval | 1999-02-08 | 1999-02-08 | JEA |  |  | 1
LS-001630 | 8884 OLD KINGS RD S | 1622 | South Grid | Duval | 1999-02-08 | 1999-02-08 | JEA |  |  | 1
LS-001631 | 9391 OLD KINGS RD S | 2023 | South Grid | Duval | 1980-01-01 | 1980-01-01 | JEA |  |  | 1
LS-001637 | 6712 OLD MIDDLEBURG RD | 10889 | West Grid | Duval | 2003-09-25 | 2003-09-25 | JEA | 14214.2876 | 41.4438 | 2
LS-001639 | 7184 OLD PIONEER ROAD | 67617 | West Grid | Duval | 2008-08-25 | 2008-08-25 | JEA | 13366.0857 | 39.0484 | 1
LS-001643 | 12905 ST AUGUSTINE RD | 9923 | South Grid | Duval | 2001-11-14 | 2001-11-14 | JEA |  |  | 1
LS-001644 | 3902 OLD SUNBEAM RD | 1311 | South Grid | Duval | 1975-01-01 | 1975-01-01 | JEA |  |  | 2
LS-001645 | 4193 OLDFIELD CROSSING DR | 207527 | South Grid | Duval | 1988-01-01 | 1988-01-01 | JEA |  |  | 1
LS-001646 | 11969 OLDFIELD POINT DR | 1127 | South Grid | Duval | 1970-01-01 | 1970-01-01 | JEA |  |  | 1
LS-001647 | 2520 ORANGE PICKER RD | 1123 | South Grid | Duval | 1985-01-01 | 1985-01-01 | JEA |  |  | 3
LS-001648 | 5349 ORTEGA BLUFF LN | 9282 | West Grid | Duval | 2002-07-18 | 2002-07-18 | JEA | 5120.5462 | 15.3353 | 1
LS-001649 | 7799 ORTEGA BLUFF PY | 9283 | West Grid | Duval | 2001-10-16 | 2001-10-16 | JEA | 9392.2256 | 27.7261 | 1
LS-001650 | 3801 ORTEGA BV | 1685 | West Grid | Duval | 1980-01-01 | 1980-01-01 | JEA | 291.4053 | 0.90121 | 1
LS-001652 | 5004 ORTEGA FARMS BV | 1254 | West Grid | Duval | 1982-01-01 | 1982-01-01 | JEA | 21255.7515 | 61.0849 | 1
LS-001654 | 4959 ORTEGA HILLS DR | 30180 | West Grid | Duval | 1997-11-26 | 1997-11-26 | JEA | 32979.8614 | 92.9984 | 1
LS-001655 | 4659 ORTEGA ISLAND DR | 1651 | West Grid | Duval | 1980-01-01 | 1980-01-01 | JEA | 3052.8571 | 9.2296 | 1
LS-001657 | 8671 OSPREY LN | 2011 | South Grid | Duval | 1980-01-01 | 1980-01-01 | JEA | 52105.3535 | 143.4687 | 2
LS-001658 | 96515 OTTER RUN | 31937 | Nassau Grid | Nassau | 1988-02-03 | 1988-02-03 | FPL |  |  | 1
LS-001659 | 7422 OVERLAND PARK BV | 1960 | West Grid | Duval | 1970-01-01 | 1970-01-01 | JEA | 41154.6429 | 114.783 | 1
LS-001664 | 5303 Commissioners Dr | 54508 | East Grid | Duval | 2005-07-05 | 2005-07-05 | JEA | 13895.8264 | 40.5452 | 1
LS-001666 | 70A PABLO RD | 38193 | St Johns Grid | St Johns | 2007-08-03 | 2007-08-03 | BEACHES E |  |  | 2
LS-001667 | 13288 PACEMAKER DR | 2002 | East Grid | Duval | 1985-01-01 | 1985-01-01 | JEA | 5488.5961 | 16.4138 | 1
LS-001668 | 3161 PADDLE BOAT LN | 1267 | South Grid | Duval | 1980-01-01 | 1980-01-01 | JEA |  |  | 1
LS-001670 | 3580 PALL MALL DR | 1432 | South Grid | Duval | 1985-01-01 | 1985-01-01 | JEA |  |  | 2
LS-001671 | 12928 PALMETTO GLADE DR | 1828 | East Grid | Duval | 1980-01-01 | 1980-01-01 | JEA | 56598.0976 | 155.0918 | 2
LS-001672 | 5512 PALMETTO INLET E | 15047 | East Grid | Duval | 1978-03-08 | 1978-03-08 | JEA | 49742.0137 | 137.3218 | 1
LS-001673 | 11182 PANTHER CREEK PY | 12485 | West Grid | Duval | 2003-10-21 | 2003-10-21 | JEA | 11923.3793 | 34.9576 | 2
LS-001674 | 37090 PARADISE COMMONS | 14082 | Nassau Grid | Nassau | 2001-04-06 | 2001-04-06 | FPL |  |  | 1
LS-001683 | 4815 PARK ST | 21446 | West Grid | Duval | 2005-06-03 | 2005-06-03 | JEA | 10129.7628 | 29.8409 | 1
LS-001685 | 13437 PARKLAND RD | 16644 | West Grid | Duval | 2003-12-09 | 2003-12-09 | JEA | 91320.0451 | 242.5738 | 4
LS-001686 | 8132 PARKRIDGE CR S | 37090 | East Grid | Duval | 1970-11-04 | 1970-11-04 | JEA |  |  | 1
LS-001687 | 638 PARKVIEW DR | 1942 | West Grid | Duval | 1982-01-01 | 1982-01-01 | JEA | 15360.2309 | 44.6692 | 2
LS-001688 | 2450 PATSY ANNE DR | 1040 | East Grid | Duval | 2004-12-02 | 2004-12-02 | JEA | 4530.5188 | 13.6015 | 1
LS-001690 | 1124 PAWNEE PL | 1965 | St Johns Grid | Duval | 2000-01-24 | 2000-01-24 | JEA |  |  | 1
LS-001692 | 3826 PEBBLE BROOKE CR S | 31633 | West Grid | Clay | 2003-04-28 | 2003-04-28 | CLAY E |  |  | 2
LS-001694 | 14063 PECAN PARK RD | 13444 | North Grid | Duval | 2003-05-02 | 2003-05-02 | JEA |  |  | 1
LS-001695 | 14201 PECAN PARK RD | 1234 | North Grid | Duval | 1991-04-17 | 1991-04-17 | JEA |  |  | 1
LS-001696 | 14300 PECAN PARK RD | 1237 | North Grid | Duval | 1999-11-26 | 1999-11-26 | JEA |  |  | 1
LS-001697 | 606 PECAN PARK RD | 2247 | North Grid | Duval | 2002-01-01 | 2002-01-01 | JEA |  |  | 1
LS-001698 | 3475 PEELER RD | 20803 | East Grid | Duval | 1976-04-16 | 1976-04-16 | JEA |  |  | 1
LS-001699 | 852 PEPPERVINE AV | 10570 | St Johns Grid | Duval | 2002-12-05 | 2002-12-05 | JEA |  |  | 1
LS-001701 | 132 PEREGRINE CT | 1160 | East Grid | Duval | 1970-01-01 | 1970-01-01 | JEA | 25429.809 | 72.5483 | 1
LS-001703 | 8784 PERIMETER PARK BV | 1053 | South Grid | Duval | 1980-01-01 | 1980-01-01 | JEA | 27061.5392 | 76.9977 | 1
LS-001704 | 4815 WESCONETT | 1507 | West Grid | Duval | 1954-01-01 | 1954-01-01 | JEA | 19630.0807 | 56.5862 | 1
LS-001706 | 6295 PETTIFORD DR E | 1403 | North Grid | Duval | 1966-01-01 | 1966-01-01 | JEA | 10304.387 | 30.3406 | 1
LS-001709 | 10200 PHILIPS HY | 19842 | South Grid | Duval | 1991-02-07 | 1991-02-07 | JEA | 29356.4118 | 83.2268 | 1
LS-001713 | 3699 PHILIPS HY | 1474 | East Grid | Duval | 1954-01-01 | 1954-01-01 | JEA | 11283.2479 | 33.1356 | 2
LS-001714 | 3910 PHILIPS HY | 1897 | East Grid | Duval | 1990-01-01 | 1990-01-01 | JEA | 5882.9844 | 17.5668 | 1
LS-001750 | 6752 PHILIPS INDUSTRIAL BV E | 1066 | South Grid | Duval | 1990-01-01 | 1990-01-01 | JEA | 27552.6945 | 78.3336 | 2
LS-001753 | 2894 PHYLLIS ST | 1692 | West Grid | Duval | 1954-01-01 | 1954-01-01 | JEA | 26786.4518 | 76.2488 | 2
LS-001754 | 7605 PICKETT ST | 18568 | North Grid | Duval | 2005-07-13 | 2005-07-13 | JEA | 8608.6399 | 25.4721 | 1
LS-001755 | 1219 PICKETVILLE RD | 1497 | West Grid | Duval | 1980-01-01 | 1980-01-01 | JEA | 21458.8433 | 61.6455 | 1
LS-001764 | 9456 PICKWICK DR | 1430 | South Grid | Duval | 1980-01-01 | 1980-01-01 | JEA |  |  | 1
LS-001765 | 96158 PIEDMONT DR | 15042 | Nassau Grid | Nassau | 2003-07-29 | 2003-07-29 | FPL |  |  | 1
LS-001766 | 11003 PINE ACRES RD | 13448 | South Grid | Duval | 2004-04-22 | 2004-04-22 | JEA |  |  | 1
LS-001768 | 14094 PINE ISLAND DR | 1895 | East Grid | Duval | 1992-01-01 | 1992-01-01 | JEA | 19534.3612 | 56.3207 | 1
LS-001770 | 861 PINE MOSS DR | 1082 | North Grid | Duval | 2001-03-26 | 2001-03-26 | JEA |  |  | 1
LS-001773 | 7616 PLANTATION BAY DR | 54612 | West Grid | Duval | 2007-01-17 | 2007-01-17 | JEA | 45449.5571 | 126.0969 | 1
LS-001775 | 4191 PLANTATION OAKS BV | 54611 | West Grid | Clay | 2005-07-24 | 2005-07-24 | CLAY E | 47740.2871 | 132.0972 | 1
LS-001776 | 1826 PLANTATION OAKS DR | 1521 | South Grid | Duval | 1990-01-01 | 1990-01-01 | JEA |  |  | 2
LS-001777 | 8201 PLAZA GATE LN | 15374 | South Grid | Duval | 1971-03-01 | 1971-03-01 | JEA | 41460.265 | 115.5909 | 1
LS-001778 | 10613 PLUM HOLLOW DR | 1654 | West Grid | Duval | 1989-01-01 | 1989-01-01 | JEA | 29745.8783 | 84.2808 | 2
LS-001779 | 6972 PLUM LAKE DR | 1511 | West Grid | Duval | 1988-01-01 | 1988-01-01 | JEA | 61542.0224 | 167.7928 | 2
LS-001780 | 3113 PLUM ST | 1994 | West Grid | Duval | 2010-07-14 | 2010-07-14 | JEA | 15717.9632 | 45.6736 | 1
LS-001783 | 79734 PLUMMERS CREEK DR | 91985 | Nassau Grid | Nassau | 2009-04-10 | 2009-04-10 | FPL |  |  | 1
LS-001784 | 4616 PLYMOUTH ST | 27537 | West Grid | Duval | 2004-01-15 | 2004-01-15 | JEA | 77190.344 | 207.4323 | 2
LS-001786 | 7825 POINT MEADOWS DR | 1842 | South Grid | Duval | 2000-05-19 | 2000-05-19 | JEA | 70167.4031 | 189.7425 | 2
LS-001787 | 8032 POINT MEADOWS DR | 1613 | South Grid | Duval | 1998-10-28 | 1998-10-28 | JEA | 76668.4982 | 206.1232 | 2
LS-001788 | 12621 POINT PARK DR | 1035 | East Grid | Duval | 1980-01-01 | 1980-01-01 | JEA | 20674.165 | 59.4778 | 1
LS-001789 | 5838 POMPANO DR | 19843 | East Grid | Duval | 1985-07-18 | 1985-07-18 | JEA |  |  | 3
LS-001790 | 201 PONTE VEDRA BV | 54613 | St Johns Grid | St Johns | 2000-01-03 | 2000-01-03 | BEACHES E |  |  | 2
LS-001791 | 240-1 PONTE VEDRA BV | 371644 | St Johns Grid | St Johns | 2024-07-22 | 2024-07-22 | BEACHES E |  |  | 1
LS-001792 | 280A PONTE VEDRA BV | 54615 | St Johns Grid | St Johns | 2004-08-11 | 2004-08-11 | BEACHES E |  |  | 2
LS-001793 | 612 PONTE VEDRA BV | 38449 | St Johns Grid | St Johns | 1983-12-28 | 1983-12-28 | BEACHES E |  |  | 1
LS-001794 | 651 PONTE VEDRA BV | 38177 | St Johns Grid | St Johns | 1981-12-08 | 1981-12-08 | BEACHES E |  |  | 1
LS-001795 | 3034 PORT JACKSONVILLE PY | 52306 | North Grid | Duval | 2005-08-12 | 2005-08-12 | JEA |  |  | 2
LS-001796 | 3774 PORT JACKSONVILLE PY | 52305 | North Grid | Duval | 2005-08-12 | 2005-08-12 | JEA |  |  | 1
LS-001797 | 1527 PORTER LAKES DR | 28881 | North Grid | Duval | 2005-08-31 | 2005-08-31 | JEA |  |  | 1
LS-001798 | 11221 PORTSIDE DR | 14725 | East Grid | Duval | 1963-06-20 | 1963-06-20 | JEA | 54845.6923 | 150.5676 | 1
LS-001799 | 4508 PORTSMOUTH AV | 2065 | North Grid | Duval | 1950-01-01 | 1950-01-01 | JEA | 3025.0668 | 9.147 | 1
LS-001800 | 1888 POWELL PL | 1596 | West Grid | Duval | 2006-03-01 | 2006-03-01 | JEA | 61380.9888 | 167.3805 | 1
LS-001804 | 6513 POWERS AV | 54616 | South Grid | Duval | 2000-02-01 | 2000-02-01 | JEA |  |  | 1
LS-001805 | 12250 PRAIRIE VIEW DR | 1199 | South Grid | Duval | 1982-01-01 | 1982-01-01 | JEA |  |  | 2
LS-001806 | 7742 PRAVER DR E | 18247 | South Grid | Duval | 1960-01-07 | 1960-01-07 | JEA | 8639.8114 | 25.5619 | 1
LS-001807 | 1201 PRESIDENTS CT | 54617 | West Grid | Duval | 2001-12-17 | 2001-12-17 | JEA | 1588.5286 | 4.8462 | 1
LS-001810 | 183 PRINCE ALBERT AV | 72114 | St Johns Grid | Duval | 2007-04-02 | 2007-04-02 | JEA |  |  | 2
LS-001811 | 13383 PRINCESS KELLY DR | 81697 | East Grid | Duval | 2006-09-27 | 2006-09-27 | JEA | 5759.3709 | 17.2057 | 1
LS-001812 | 13560 PRINCESS KELLY DR | 43601 | East Grid | Duval | 1991-09-09 | 1991-09-09 | JEA | 18966.6609 | 54.7445 | 1
LS-001813 | 8331 PRINCETON SQUARE BV W | 18246 | South Grid | Duval | 1983-06-01 | 1983-06-01 | JEA | 733560.8693 | 1572.5332 | 3
LS-001814 | 4301 PERIMETER INDUSTRIAL PARK ROAD | 10575 | West Grid | Duval | 2001-10-26 | 2001-10-26 | JEA | 271.4371 | 0.83976 | 1
LS-001816 | 5051 PROPELLER DR | 13445 | North Grid | Duval | 2000-06-01 | 2000-06-01 | JEA |  |  | 1
LS-001817 | 12321 PULASKI RD | 48754 | North Grid | Duval | 2004-04-01 | 2004-04-01 | JEA |  |  | 4
LS-001818 | 579 PURCELL DR | 1500 | West Grid | Duval | 1991-05-21 | 1991-05-21 | JEA | 15909.6172 | 46.2112 | 2
LS-001819 | 42 PURITAN RD | 72111 | St Johns Grid | Duval | 2007-03-28 | 2007-03-28 | JEA |  |  | 1
LS-001820 | 7998 QUAIL COVE LN | 1259 | West Grid | Duval | 1982-01-01 | 1982-01-01 | JEA | 73404.7457 | 197.9164 | 2
LS-001821 | 5148 QUAN DR | 1372 | West Grid | Duval | 1999-10-12 | 1999-10-12 | JEA | 35045.6448 | 98.5363 | 1
LS-001822 | 218 QUEEN VICTORIA AV | 72113 | St Johns Grid | Duval | 2007-04-02 | 2007-04-02 | JEA |  |  | 1
LS-001823 | 225 QUEENS HARBOR BV N | 45553 | East Grid | Duval | 1991-09-09 | 1991-09-09 | JEA | 11085.8477 | 32.5728 | 2
LS-001824 | 581 QUEENS HARBOR BV N | 45521 | East Grid | Duval | 1991-09-09 | 1991-09-09 | JEA | 137458.635 | 353.828 | 2
LS-001825 | 1145 QUEENS HARBOUR BV | 42961 | East Grid | Duval | 1991-09-09 | 1991-09-09 | JEA | 9578.6402 | 28.2613 | 1
LS-001826 | 1207 QUEENS ISLAND CT | 42321 | East Grid | Duval | 1995-11-13 | 1995-11-13 | JEA | 3613.9989 | 10.8952 | 1
LS-001827 | 9174 RG SKINNER PY | 32897 | South Grid | Duval | 2005-01-24 | 2005-01-24 | JEA | 44412.4431 | 123.3727 | 2
LS-001828 | 10277 RABBIT RIDGE RD | 7043 | North Grid | Duval | 2001-11-14 | 2001-11-14 | JEA | 4673.762 | 14.023 | 1
LS-001831 | 3880 RACE TRACK RD | 10241 | St Johns Grid | Duval | 2001-12-03 | 2001-12-03 | JEA |  |  | 1
LS-001838 | 6800 RAMONA BV | 47442 | West Grid | Duval | 2007-11-29 | 2007-11-29 | JEA | 28313.0226 | 80.3987 | 1
LS-001840 | 7265 RAMPART RD | 54619 | West Grid | Duval | 1999-09-17 | 1999-09-17 | JEA | 7824.6208 | 23.2089 | 1
LS-001841 | 7752 RAMPART RD | 1791 | West Grid | Duval | 2010-01-20 | 2010-01-20 | JEA | 8378.0492 | 24.8073 | 1
LS-001845 | 4901 RATHBONE DR | 1726 | South Grid | Duval | 1974-06-07 | 1974-06-07 | JEA | 35870.9549 | 100.7423 | 1
LS-001846 | 1820 RAY GREEN DR | 1877 | North Grid | Duval | 1980-01-01 | 1980-01-01 | JEA |  |  | 2
LS-001847 | 13399 LONG CYPRESS TR | 1571 | South Grid | Duval | 1982-01-01 | 1982-01-01 | JEA |  |  | 2
LS-001849 | 1576 REDBIRD CREEK DR | 1783 | West Grid | Duval | 1999-02-22 | 1999-02-22 | JEA | 29149.1792 | 82.6656 | 1
LS-001850 | 4941 REDSTONE DR | 54620 | West Grid | Duval | 1977-12-22 | 1977-12-22 | JEA | 136001.8927 | 350.3865 | 1
LS-001851 | 8614 REEDY BRANCH DR | 2026 | South Grid | Duval | 1998-04-20 | 1998-04-20 | JEA | 50169.9149 | 138.4365 | 4
LS-001853 | 9484 REGENCY SQUARE BV | 1074 | East Grid | Duval | 1992-08-18 | 1992-08-18 | JEA | 16216.088 | 47.0703 | 1
LS-001854 | 9525 REGENCY SQUARE BV N | 1922 | East Grid | Duval | 1997-04-17 | 1997-04-17 | JEA | 33016.6411 | 93.0972 | 1
LS-001856 | 3852 REGENT BV | 1873 | East Grid | Duval | 1970-01-01 | 1970-01-01 | JEA | 8024.0271 | 23.7853 | 1
LS-001857 | 11452 RENNEE DR W | 1915 | North Grid | Duval | 1980-01-01 | 1980-01-01 | JEA |  |  | 3
LS-001858 | 6451 RESTLAWN DR | 1675 | North Grid | Duval | 2000-07-12 | 2000-07-12 | JEA | 23640.6149 | 67.6494 | 1
LS-001860 | 6831 RHODE ISLAND DR E | 54621 | North Grid | Duval | 2008-03-12 | 2008-03-12 | JEA | 6523.312 | 19.4337 | 1
LS-001861 | 7211 RHODE ISLAND DR E | 1365 | North Grid | Duval | 1950-01-01 | 1950-01-01 | JEA | 7369.3051 | 21.8907 | 1
LS-001862 | 6910 RHODE ISLAND DR W | 55121 | North Grid | Duval | 1995-01-01 | 1995-01-01 | JEA | 10078.0829 | 29.6929 | 1
LS-001863 | 6801 RHONE DR | 1674 | North Grid | Duval | 1977-01-01 | 1977-01-01 | JEA | 198759.441 | 495.2266 | 3
LS-001867 | 4903 RICHARD ST | 1041 | East Grid | Duval | 1954-01-01 | 1954-01-01 | JEA | 23249.8443 | 66.5766 | 2
LS-001870 | 7443 RICHARDSON RD | 1364 | North Grid | Duval | 1970-09-06 | 1970-09-06 | JEA | 141.6777 | 0.43953 | 2
LS-001871 | 12507 RICHFIELD BV | 10569 | North Grid | Duval | 2002-07-23 | 2002-07-23 | JEA |  |  | 2
LS-001872 | 3989 RICHMOND PARK E | 1844 | East Grid | Duval | 1982-01-01 | 1982-01-01 | JEA | 149820.7903 | 382.8683 | 2
LS-001874 | 5115 RICKER RD | 16649 | West Grid | Duval | 1991-04-09 | 1991-04-09 | JEA | 10000.6156 | 29.471 | 2
LS-001877 | 6226 RICKER RD | 25297 | West Grid | Duval | 1987-02-01 | 1987-02-01 | JEA | 18484.7945 | 53.4045 | 2
LS-001878 | 7500 RICKER RD | 8005 | West Grid | Duval | 2001-02-15 | 2001-02-15 | JEA | 2270.5773 | 6.8952 | 2
LS-001880 | 3282 RIDGE GLEN DR | 1839 | South Grid | Duval | 1980-01-01 | 1980-01-01 | JEA | 13582.7596 | 39.661 | 1
LS-001881 | 6950 RIDGEVIEW AV | 3526 | West Grid | Duval | 2001-11-06 | 2001-11-06 | JEA | 22569.7951 | 64.7069 | 2
LS-001883 | 3763 RINGNECK DR | 72130 | North Grid | Duval | 2006-04-12 | 2006-04-12 | JEA |  |  | 1
LS-001885 | 65096 RIVER GLEN PY | 72170 | Nassau Grid | Nassau | 2007-04-12 | 2007-04-12 | FPL |  |  | 2
LS-001887 | 1018 RIVER RUN BV | 72148 | St Johns Grid | St Johns | 2007-07-11 | 2007-07-11 | FPL |  |  | 3
LS-001888 | 425 RIVER RUN BV | 72149 | St Johns Grid | St Johns | 2007-07-11 | 2007-07-11 | FPL |  |  | 1
LS-001889 | 4544 RIVER TRAIL RD | 15683 | East Grid | Duval | 1978-03-15 | 1978-03-15 | JEA | 42168.6479 | 117.4619 | 1
LS-001891 | 1737 RIVERGATE TL | 1122 | South Grid | Duval | 1980-01-01 | 1980-01-01 | JEA |  |  | 1
LS-001893 | 11291 RIVERSTONE WY | 52930 | North Grid | Duval | 2007-03-13 | 2007-03-13 | JEA |  |  | 1
LS-001894 | 13862 RIVERVIEW DR | 43924 | East Grid | Duval | 2007-12-12 | 2007-12-12 | JEA | 52002.1968 | 143.2009 | 2
LS-001896 | 86322 RIVERWOOD DR | 12495 | Nassau Grid | Nassau | 1999-09-28 | 1999-09-28 | FPL |  |  | 1
LS-001897 | 4728 ROANOKE BV | 15366 | North Grid | Duval | 2005-02-04 | 2005-02-04 | JEA |  |  | 4
LS-001899 | 11355 ROBERT MASTERS BV | 29845 | North Grid | Duval | 2002-11-01 | 2002-11-01 | JEA |  |  | 2
LS-001901 | 5104 ROBERT SCOTT DR S | 2053 | East Grid | Duval | 1993-06-25 | 1993-06-25 | JEA | 73270.3131 | 197.5776 | 2
LS-001903 | 687 ROBERTS RD | 21772 | St Johns Grid | St Johns | 1995-08-02 | 1995-08-02 | FPL |  |  | 1
LS-001904 | 2523 ROCROC LN | 1813 | West Grid | Duval | 1980-01-01 | 1980-01-01 | JEA | 9740.6641 | 28.726 | 1
LS-001905 | 1807 ROGERO RD | 31345 | East Grid | Duval | 1991-04-22 | 1991-04-22 | JEA |  |  | 1
LS-001906 | 2037, 2037 ROGERO RD ROG | 30980 | East Grid | Duval | 1985-10-04 | 1985-10-04 | JEA |  |  | 2
LS-001907 | 2459 ROLAC RD | 1834 | East Grid | Duval | 1996-01-01 | 1996-01-01 | JEA | 5713.1884 | 17.0707 | 1
LS-001909 | 11300 ROLLING RIVER BV | 1770 | North Grid | Duval | 1999-10-12 | 1999-10-12 | JEA |  |  | 2
LS-001914 | 6331 ROOSEVELT BV | 14401 | West Grid | Duval | 2004-05-20 | 2004-05-20 | JEA | 5185.3411 | 15.5254 | 1
LS-001919 | 87613 ROSES BLUFF RD | 72150 | Nassau Grid | Nassau | 2006-03-24 | 2006-03-24 | FPL |  |  | 2
LS-001921 | 4811 ROSSIE LN | 1790 | West Grid | Duval | 1970-01-01 | 1970-01-01 | JEA | 564.166 | 1.7377 | 1
LS-001922 | 2138 ROTHBURY DR | 1949 | West Grid | Duval | 1989-01-01 | 1989-01-01 | JEA | 57511.5359 | 157.4453 | 2
LS-001923 | 5867 ROUND TABLE RD | 52918 | West Grid | Duval | 2007-02-16 | 2007-02-16 | JEA | 17460.2568 | 50.5494 | 1
LS-001926 | 1309 ROXIE ST | 6406 | East Grid | Duval | 2001-05-10 | 2001-05-10 | JEA |  |  | 2
LS-001927 | 2269 ROYAL FERN LN S | 1380 | South Grid | Duval | 1980-01-01 | 1980-01-01 | JEA |  |  | 2
LS-001929 | 1350 RUNNING RIVER RD | 1161 | East Grid | Duval | 1980-01-01 | 1980-01-01 | JEA | 9546.3391 | 28.1686 | 1
LS-001930 | 12291 RUNNING RIVER RD S | 1702 | East Grid | Duval | 1987-12-30 | 1987-12-30 | JEA | 30371.9738 | 85.9732 | 1
LS-001931 | 1757 RUSH CREEK DR W | 1892 | East Grid | Duval | 2005-02-24 | 2005-02-24 | JEA | 40895.1865 | 114.0967 | 2
LS-001933 | 1531 RYAR RD | 1389 | East Grid | Duval | 1992-01-01 | 1992-01-01 | JEA | 194776.4019 | 486.2235 | 4
LS-001934 | 8245 SABAL OAKS LN | 1065 | South Grid | Duval | 1980-01-01 | 1980-01-01 | JEA | 24259.4816 | 69.3464 | 1
LS-001935 | 2748 SAFESHELTER DR W | 15044 | East Grid | Duval | 1986-05-30 | 1986-05-30 | JEA | 72473.1835 | 195.5677 | 2
LS-001936 | 6132 SAGE WILLOW WY | 53218 | West Grid | Duval | 2007-01-01 | 2007-01-01 | JEA | 2650.2038 | 8.03 | 1
LS-001938 | 3650 SALISBURY RD | 1302 | South Grid | Duval | 1989-01-01 | 1989-01-01 | JEA | 7774.206 | 23.0631 | 1
LS-001941 | 6903 SALISBURY RD | 1045 | South Grid | Duval | 1980-01-01 | 1980-01-01 | JEA | 123113.5067 | 319.7496 | 2
LS-001947 | 11400 SAM CARUSO WY | 72126 | West Grid | Duval | 2007-06-25 | 2007-06-25 | JEA | 1530.1213 | 4.6701 | 2
LS-001948 | 2710 SAM HARDWICK BV | 1866 | East Grid | Duval | 1980-01-01 | 1980-01-01 | JEA | 50749.0247 | 139.9438 | 1
LS-001950 | 4241 SAN CLERC | 207526 | South Grid | Duval | 1987-03-10 | 1987-03-10 | JEA | 37318.4708 | 104.6029 | 2
LS-001951 | 2731 SAN FERNANDO RD | 17295 | South Grid | Duval | 1993-06-15 | 1993-06-15 | JEA | 89225.3674 | 237.4 | 1
LS-001952 | 7017 7019 SAN FERNANDO PL | 17293 | South Grid | Duval | 1991-04-22 | 1991-04-22 | JEA | 88308.0134 | 235.1303 | 1
LS-001957 | 10391 SAN JOSE BV | 1061 | South Grid | Duval | 1999-07-13 | 1999-07-13 | JEA |  |  | 1
LS-001959 | 10859 SAN JOSE BV | 1318 | South Grid | Duval | 2013-06-26 | 2013-06-26 | JEA |  |  | 2
LS-001961 | 11247 SAN JOSE BV | 1186 | South Grid | Duval | 1970-01-01 | 1970-01-01 | JEA |  |  | 1
LS-001963 | 11700 SAN JOSE BV | 1381 | South Grid | Duval | 1999-07-21 | 1999-07-21 | JEA |  |  | 1
LS-001965 | 12200 SAN JOSE BV | 1124 | South Grid | Duval | 1982-01-01 | 1982-01-01 | JEA |  |  | 1
LS-001973 | 5000 SAN JOSE BV | 1039 | East Grid | Duval | 2013-02-01 | 2013-02-01 | JEA | 5132.9774 | 15.3718 | 1
LS-001980 | 8520 SAN JOSE BV | 18562 | South Grid | Duval | 2003-12-05 | 2003-12-05 | JEA | 6541.0688 | 19.4854 | 1
LS-001985 | 9252 SAN JOSE BV | 1720 | South Grid | Duval | 1998-06-25 | 1998-06-25 | JEA |  |  | 2
LS-001986 | 9614 SAN JOSE BV | 1313 | South Grid | Duval | 1975-01-01 | 1975-01-01 | JEA |  |  | 2
LS-001997 | 89 SAN JUAN BV | 37538 | St Johns Grid | St Johns | 2007-07-18 | 2007-07-18 | BEACHES E |  |  | 2
LS-002001 | 1700 SAN PABLO RD S | 1294 | East Grid | Duval | 1998-02-05 | 1998-02-05 | JEA | 89497.0999 | 238.0718 | 2
LS-002002 | 2197 SAN PABLO RD S | 1762 | East Grid | Duval | 2005-03-16 | 2005-03-16 | JEA | 118226.7091 | 308.0413 | 2
LS-002003 | 2702 SAN PABLO RD S | 1090 | East Grid | Duval | 1980-01-01 | 1980-01-01 | JEA | 61878.4813 | 168.6539 | 1
LS-002004 | 3098 SAN PABLO RD S | 1471 | East Grid | Duval | 1980-01-01 | 1980-01-01 | JEA | 11132.433 | 32.7056 | 2
LS-002005 | 3300 SAN PABLO RD S | 1923 | East Grid | Duval | 1980-01-01 | 1980-01-01 | JEA | 10942.3105 | 32.1633 | 2
LS-002006 | 4467 SAN PABLO RD S | 21764 | East Grid | Duval | 1997-05-26 | 1997-05-26 | JEA | 17779.6852 | 51.4405 | 1
LS-002007 | 4950 SAN PABLO RD S | 1057 | East Grid | Duval | 1996-01-01 | 1996-01-01 | JEA | 47219.229 | 130.7344 | 3
LS-002008 | 7 SAND CASTLE DR | 38145 | St Johns Grid | St Johns | 2007-07-27 | 2007-07-27 | BEACHES E |  |  | 1
LS-002009 | 1767 SANDALWOOD BV | 1203 | East Grid | Duval | 1975-01-01 | 1975-01-01 | JEA | 182891.8057 | 459.2186 | 2
LS-002010 | 3446 SANDBURG RD | 1140 | East Grid | Duval | 1970-01-01 | 1970-01-01 | JEA | 26117.8958 | 74.4267 | 1
LS-002011 | 6500 SANDLERS PRESERVE DR | 54624 | West Grid | Duval | 2004-07-31 | 2004-07-31 | JEA | 4519.0599 | 13.5678 | 1
LS-002012 | 8808 SANDUSKY AV S | 1583 | East Grid | Duval | 1970-01-01 | 1970-01-01 | JEA | 18268.3961 | 52.8022 | 1
LS-002013 | 130 SANDY CREEK PY | 54623 | St Johns Grid | St Johns | 2007-01-25 | 2007-01-25 | FPL |  |  | 2
LS-002014 | 3824 SANDY SHORES DR | 17603 | East Grid | Duval | 1983-10-19 | 1983-10-19 | JEA |  |  | 1
LS-002015 | 5060 SANIBEL DR | 1508 | West Grid | Duval | 1980-01-01 | 1980-01-01 | JEA | 4811.2581 | 14.4273 | 1
LS-002016 | 2987 SANS PAREIL ST | 1335 | East Grid | Duval | 1970-01-01 | 1970-01-01 | JEA | 13988.8235 | 40.8077 | 1
LS-002018 | 4355 SAVANNAH AV | 1558 | West Grid | Duval | 1950-01-01 | 1950-01-01 | JEA | 4967.5008 | 14.8862 | 1
LS-002019 | 10901 SAWTOOTH OAK CT | 10561 | North Grid | Duval | 2002-09-11 | 2002-09-11 | JEA |  |  | 1
LS-002020 | 13745 SAXON LAKE DR | 10567 | East Grid | Duval | 2002-10-08 | 2002-10-08 | JEA | 8866.9201 | 26.2159 | 1
LS-002022 | 2620 SCOTT MILL DR S | 1721 | South Grid | Duval | 1980-01-01 | 1980-01-01 | JEA |  |  | 1
LS-002024 | 9967 SCOTT MILL RD | 1433 | South Grid | Duval | 1970-01-01 | 1970-01-01 | JEA |  |  | 1
LS-002025 | 8850 SCOTT WOODS DR W | 1283 | North Grid | Duval | 1970-01-01 | 1970-01-01 | JEA | 7155.0619 | 21.2695 | 1
LS-002026 | 20 SEA WIND DR | 37185 | St Johns Grid | St Johns | 1996-05-14 | 1996-05-14 | BEACHES E |  |  | 1
LS-002028 | 1009 SEBA ST | 1291 | West Grid | Duval | 1950-01-01 | 1950-01-01 | JEA | 4359.284 | 13.0971 | 1
LS-002030 | 7263 SECRET WOOD TL | 1838 | South Grid | Duval | 1980-01-01 | 1980-01-01 | JEA | 23327.6526 | 66.7903 | 1
LS-002031 | 11381 SECRETARIAT LN W | 1913 | North Grid | Duval | 1990-12-05 | 1990-12-05 | JEA |  |  | 1
LS-002032 | 2337 SEGOVIA AV | 17605 | South Grid | Duval | 1989-06-07 | 1989-06-07 | JEA | 37866.8728 | 106.0627 | 1
LS-002033 | 1103 SEMINOLE AV | 1100 | West Grid | Duval | 1970-01-01 | 1970-01-01 | JEA | 5794.2737 | 17.3077 | 1
LS-002034 | 2691 SENECA DR | 36131 | St Johns Grid | Duval | 1990-01-29 | 1990-01-29 | JEA |  |  | 1
LS-002035 | 13842 SEVEN PINES DR | 1763 | East Grid | Duval | 1966-01-01 | 1966-01-01 | JEA | 12119.8002 | 35.5158 | 1
LS-002040 | 330 SHAMROCK AV S | 1935 | North Grid | Duval | 1982-01-01 | 1982-01-01 | JEA |  |  | 2
LS-002041 | 7310 SHARBETH DR S | 15681 | West Grid | Duval | 2013-03-27 | 2013-03-27 | JEA | 118590.7988 | 308.9154 | 1
LS-002043 | 3667 SHAWNEE SHORES DR | 18242 | East Grid | Duval | 1989-10-02 | 1989-10-02 | JEA | 39362.2804 | 110.0356 | 1
LS-002044 | 2410 SHELBY CREEK RD | 1246 | West Grid | Duval | 1980-01-01 | 1980-01-01 | JEA | 22996.0263 | 65.8791 | 1
LS-002047 | 2280 SHEPARD ST | 29521 | East Grid | Duval | 1983-05-23 | 1983-05-23 | JEA |  |  | 1
LS-002048 | 4672 SHERMAN HILLS PY | 48097 | West Grid | Duval | 2003-10-01 | 2003-10-01 | JEA | 11894.9043 | 34.8767 | 1
LS-002049 | 172 SHETLAND DR | 72109 | St Johns Grid | Duval | 2007-03-28 | 2007-03-28 | JEA |  |  | 2
LS-002051 | 4695 SHILOH MILL BV | 11841 | South Grid | Duval | 2001-01-01 | 2001-01-01 | JEA | 83024.7283 | 222.0127 | 1
LS-002052 | 5490 SHINDLER DR | 1104 | West Grid | Duval | 1982-01-01 | 1982-01-01 | JEA | 2248.6849 | 6.8296 | 1
LS-002053 | 6915 SHINDLER DR | 1563 | West Grid | Duval | 1988-01-01 | 1988-01-01 | JEA | 15882.7639 | 46.1359 | 2
LS-002054 | 7520 SHINDLER DR | 1115 | West Grid | Duval | 1995-01-01 | 1995-01-01 | JEA | 13536.4182 | 39.53 | 1
LS-002056 | 1161 SHIPWATCH DR E | 45201 | East Grid | Duval | 1991-09-09 | 1991-09-09 | JEA | 8081.0917 | 23.9501 | 1
LS-002057 | 673 SHIPWATCH DR E | 44241 | East Grid | Duval | 1991-09-09 | 1991-09-09 | JEA | 39287.8824 | 109.8383 | 1
LS-002058 | 791 SHIPWATCH DR E | 44881 | East Grid | Duval | 1991-09-09 | 1991-09-09 | JEA | 26811.1745 | 76.3161 | 1
LS-002061 | 9344 SIBBALD RD | 2064 | North Grid | Duval | 1980-01-01 | 1980-01-01 | JEA | 12083.2098 | 35.4119 | 1
LS-002062 | 8555 SIBBALD RD | 1774 | North Grid | Duval | 2000-02-23 | 2000-02-23 | JEA | 551.2044 | 1.6981 | 1
LS-002063 | 8059 SIERRA GARDENS DR | 54657 | West Grid | Duval | 2005-01-03 | 2005-01-03 | JEA | 4444.7575 | 13.349 | 1
LS-002064 | 14038 Outback Dr | 72131 | North Grid | Duval | 2006-10-27 | 2006-10-27 | JEA |  |  | 1
LS-002071 | 10900 SKYLARK DR | 10564 | South Grid | Duval | 2002-02-25 | 2002-02-25 | JEA |  |  | 1
LS-002072 | 11078 SKYLARK DR | 1728 | South Grid | Duval | 1980-01-01 | 1980-01-01 | JEA |  |  | 1
LS-002075 | 4302 SLEIMAN PY | 1051 | South Grid | Duval | 1999-07-14 | 1999-07-14 | JEA | 10646.4971 | 31.3187 | 1
LS-002076 | 2057 SMITH POINT DR | 52949 | North Grid | Duval | 2006-10-27 | 2006-10-27 | JEA |  |  | 1
LS-002077 | 2301 SMULLIAN TL S | 17927 | South Grid | Duval | 1957-12-24 | 1957-12-24 | JEA | 18900.2094 | 54.5598 | 1
LS-002084 | 255 SOUTH HAMPTON CLUB WY | 27569 | St Johns Grid | St Johns | 2000-05-31 | 2000-05-31 | FPL |  |  | 1
LS-002085 | 375 SOUTH HAMPTON CLUB WY | 54664 | St Johns Grid | St Johns | 2004-01-27 | 2004-01-27 | FPL |  |  | 1
LS-002087 | 501 SOUTH SEA LAKE LN | 54665 | St Johns Grid | St Johns | 2002-06-19 | 2002-06-19 | BEACHES E |  |  | 1
LS-002088 | 9586 SOUTHBROOK DR | 1047 | South Grid | Duval | 1980-01-01 | 1980-01-01 | JEA | 7577.1474 | 22.4928 | 1
LS-002089 | 9601 SOUTHBROOK DR | 1424 | South Grid | Duval | 1980-01-01 | 1980-01-01 | JEA | 61934.9852 | 168.7984 | 1
LS-002091 | 921 SOUTHERN CREEK DR | 13122 | St Johns Grid | Duval | 2004-09-13 | 2004-09-13 | JEA |  |  | 1
LS-002092 | 110 SOUTHERN GROVE DR | 25601 | St Johns Grid | Duval | 1995-11-01 | 1995-11-01 | JEA |  |  | 2
LS-002096 | 5900 SOUTHPOINT PY | 1711 | South Grid | Duval | 1980-01-01 | 1980-01-01 | JEA | 44409.5278 | 123.365 | 1
LS-002098 | 10300 SOUTHSIDE BV | 19213 | South Grid | Duval | 1990-10-16 | 1990-10-16 | JEA | 39080.4814 | 109.2878 | 2
LS-002103 | 8500 AC SKINNER PY | 2013 | South Grid | Duval | 1983-01-01 | 1983-01-01 | JEA | 21190.5812 | 60.905 | 2
LS-002104 | 7133 SOUTHSIDE BV | 1717 | South Grid | Duval | 1986-11-18 | 1986-11-18 | JEA | 303493.7388 | 724.6186 | 4
LS-002105 | 7587 SOUTHSIDE BV | 54689 | South Grid | Duval | 1980-01-01 | 1980-01-01 | JEA | 2620.5319 | 7.9414 | 2
LS-002107 | 7932-2 SOUTHSIDE BV | 17923 | South Grid | Duval | 1982-10-19 | 1982-10-19 | JEA | 36531.1263 | 102.5044 | 1
LS-002108 | 7992 SOUTHSIDE BV | 18243 | South Grid | Duval | 1984-01-25 | 1984-01-25 | JEA | 10418.9394 | 30.6682 | 1
LS-002111 | 9000 SOUTHSIDE BV | 19212 | South Grid | Duval | 1990-08-23 | 1990-08-23 | JEA | 87977.5304 | 234.3121 | 2
LS-002112 | 9041 SOUTHSIDE BV | 1322 | South Grid | Duval | 1980-01-01 | 1980-01-01 | JEA | 141466.8747 | 363.2759 | 3
LS-002115 | 504 SPARROW BRANCH CR | 1519 | St Johns Grid | Duval | 2000-03-15 | 2000-03-15 | JEA |  |  | 1
LS-002119 | 11651 SPRING BOARD DR | 52905 | North Grid | Duval | 2007-05-07 | 2007-05-07 | JEA |  |  | 1
LS-002129 | 3924 SPRING PARK RD | 54690 | East Grid | Duval | 2008-10-14 | 2008-10-14 | JEA | 28451.0257 | 80.7731 | 2
LS-002131 | 4511 SPRING PARK RD | 1227 | East Grid | Duval | 2008-10-14 | 2008-10-14 | JEA |  |  | 4
LS-002133 | 8431 SPRINGTREE RD | 1542 | West Grid | Duval | 1996-01-01 | 1996-01-01 | JEA | 140198.6294 | 360.2899 | 4
LS-002134 | 3142 SR 13 | 72147 | St Johns Grid | St Johns | 2001-02-01 | 2001-02-01 | FPL |  |  | 1
LS-002137 | 450 SR 13 N | 41713 | St Johns Grid | Duval | 1999-09-16 | 1999-09-16 | JEA |  |  | 2
LS-002139 | 464004 State Rd 200 | 52290 | Nassau Grid | Nassau | 2003-12-15 | 2003-12-15 | FPL |  |  | 1
LS-002142 | 2597 SR 9 | 30543 | Nassau Grid | Nassau | 2004-05-25 | 2004-05-25 | FPL |  |  | 1
LS-002143 | 5367 SR 9 | 52291 | Nassau Grid | Nassau | 2004-05-25 | 2004-05-25 | FPL |  |  | 1
LS-002144 | 5400 SR 9 | 52292 | Nassau Grid | Nassau | 2008-01-28 | 2008-01-28 | FPL |  |  | 1
LS-002149 | 463785 SR 200 | 47138 | Nassau Grid | Nassau | 2005-12-01 | 2005-12-01 | FPL |  |  | 2
LS-002152 | 4572 SR 200 | 33217 | Nassau Grid | Nassau | 1997-03-28 | 1997-03-28 | FPL |  |  | 1
LS-002153 | 10680 ST AUGUSTINE RD | 1316 | South Grid | Duval | 1985-01-01 | 1985-01-01 | JEA |  |  | 2
LS-002154 | 11220 ST AUGUSTINE RD | 1619 | South Grid | Duval | 1980-01-01 | 1980-01-01 | JEA |  |  | 3
LS-002157 | 12001 ST AUGUSTINE RD | 1447 | South Grid | Duval | 1970-01-01 | 1970-01-01 | JEA |  |  | 1
LS-002158 | 5805 ST AUGUSTINE RD | 1169 | East Grid | Duval | 1996-01-01 | 1996-01-01 | JEA | 13372.3553 | 39.0661 | 1
LS-002177 | 190 ST JOHNS FOREST BV | 14723 | St Johns Grid | Duval | 2004-10-14 | 2004-10-14 | JEA |  |  | 2
LS-002178 | 392 ST JOHNS FOREST BV | 54692 | St Johns Grid | Duval | 2006-09-16 | 2006-09-16 | JEA |  |  | 1
LS-002180 | 311 ST JOHNS GOLF DR | 54691 | St Johns Grid | St Johns | 2000-10-27 | 2000-10-27 | FPL |  |  | 1
LS-002183 | 11604 ST JOSEPH RD | 1572 | South Grid | Duval | 1950-01-01 | 1950-01-01 | JEA |  |  | 1
LS-002185 | 85001 ST THOMAS BV | 51601 | Nassau Grid | Nassau | 1992-03-19 | 1992-03-19 | FPL |  |  | 2
LS-002186 | 2084 ST JOHNS PY | 46161 | St Johns Grid | Duval | 2007-02-20 | 2007-02-20 | JEA |  |  | 3
LS-002187 | 14463 STACEY RD | 21767 | East Grid | Duval | 2006-02-23 | 2006-02-23 | JEA | 61808.0768 | 168.4737 | 1
LS-002188 | 14618 STACEY RD | 22721 | East Grid | Duval | 2006-03-07 | 2006-03-07 | JEA | 3226.2438 | 9.745 | 1
LS-002189 | 718 STANDISH PL | 1156 | North Grid | Duval | 1997-06-09 | 1997-06-09 | JEA |  |  | 4
LS-002190 | 5621 STANFORD RD | 1299 | East Grid | Duval | 1950-01-01 | 1950-01-01 | JEA | 73666.1002 | 198.5748 | 3
LS-002191 | 10653 STANTON HILLS DR | 28545 | West Grid | Duval | 2005-07-14 | 2005-07-14 | JEA | 19443.3824 | 56.0682 | 1
LS-002192 | 2722 STARDUST CT | 24369 | East Grid | Duval | 1990-05-30 | 1990-05-30 | JEA |  |  | 2
LS-002195 | 2951 STARRATT RD | 30659 | North Grid | Duval | 2006-03-28 | 2006-03-28 | JEA |  |  | 1
LS-002197 | 900 STARRATT RD | 2060 | North Grid | Duval | 1997-07-21 | 1997-07-21 | JEA |  |  | 1
LS-002199 | 4403 STEAMBOAT SPRINGS DR E | 10894 | West Grid | Duval | 2002-12-18 | 2002-12-18 | JEA | 1572.3786 | 4.7975 | 1
LS-002200 | 5115 STEPP AV | 2004 | South Grid | Duval | 1970-01-01 | 1970-01-01 | JEA | 4219.2496 | 12.6843 | 1
LS-002203 | 3156 STONEBRIAR RIDGE RD | 54693 | West Grid | Clay | 2002-11-13 | 2002-11-13 | CLAY E | 37184.8919 | 104.2471 | 1
LS-002204 | 11866 STONEBRIDGE DR W | 1795 | South Grid | Duval | 1982-01-01 | 1982-01-01 | JEA |  |  | 2
LS-002205 | 96263 Stoney Dr | 52242 | Nassau Grid | Nassau | 2007-04-03 | 2007-04-03 | FPL |  |  | 1
LS-002206 | 6101 STRAWFLOWER PL | 20170 | North Grid | Duval | 1957-01-01 | 1957-01-01 | JEA | 1435.3781 | 4.3841 | 1
LS-002215 | 4602 SUB CHASER CT | 49681 | West Grid | Duval | 2006-07-01 | 2006-07-01 | JEA | 552.1473 | 1.701 | 1
LS-002216 | 3737 SUDBURY DR | 1958 | West Grid | Duval | 1954-01-01 | 1954-01-01 | JEA | 14699.0849 | 42.8098 | 1
LS-002220 | 1029 SUEMAC RD | 10571 | West Grid | Duval | 2002-02-25 | 2002-02-25 | JEA | 17430.8388 | 50.4673 | 1
LS-002223 | 9237 SUGAR MEADOW TL | 19523 | South Grid | Duval | 2005-06-04 | 2005-06-04 | JEA | 25273.3601 | 72.1208 | 1
LS-002224 | 581 SUMMER BREEZE DR N | 10887 | North Grid | Duval | 2003-05-27 | 2003-05-27 | JEA |  |  | 1
LS-002225 | 3751 SUMMERLIN LN | 52355 | East Grid | Duval | 2008-01-29 | 2008-01-29 | JEA | 71387.314 | 192.8266 | 2
LS-002226 | 2471 SUMMER TREE RD | 1634 | East Grid | Duval | 1950-01-01 | 1950-01-01 | JEA | 55580.2065 | 152.4654 | 1
LS-002231 | 4083 SUNBEAM RD | 1059 | South Grid | Duval | 1985-01-01 | 1985-01-01 | JEA |  |  | 1
LS-002232 | 4130 SUNBEAM RD | 2015 | South Grid | Duval | 1980-01-01 | 1980-01-01 | JEA |  |  | 1
LS-002239 | 12510 SUNCHASE DR | 52914 | East Grid | Duval | 2006-05-17 | 2006-05-17 | JEA | 76719.5322 | 206.2512 | 2
LS-002240 | 11560 SUNKEN MEADOW CT | 2043 | North Grid | Duval | 1980-01-01 | 1980-01-01 | JEA |  |  | 1
LS-002241 | 11874 SURF BIRD CR | 72171 | South Grid | Duval | 2005-10-05 | 2005-10-05 | JEA | 26274.4166 | 74.8535 | 1
LS-002242 | 1761 SUTTON LAKE BV | 1920 | East Grid | Duval | 1980-01-01 | 1980-01-01 | JEA | 103089.5465 | 271.4291 | 2
LS-002243 | 13825 SUTTON PARK DR | 1615 | East Grid | Duval | 1980-01-01 | 1980-01-01 | JEA | 176781.7686 | 445.2497 | 3
LS-002244 | 5490 SWAMPFOX RD | 1650 | West Grid | Duval | 1981-01-01 | 1981-01-01 | JEA | 179814.9105 | 452.1916 | 2
LS-002245 | 7405 SWEET ROSE LN | 1512 | West Grid | Duval | 1987-01-01 | 1987-01-01 | JEA | 10618.0424 | 31.2374 | 1
LS-002247 | 2776 TACITO CREEK DR W | 1852 | South Grid | Duval | 1970-01-01 | 1970-01-01 | JEA |  |  | 1
LS-002248 | 1896 TALBOT AV | 1552 | West Grid | Duval | 1977-01-01 | 1977-01-01 | JEA | 37507.7001 | 105.1068 | 2
LS-002252 | 1636 TALLEYRAND AV | 1276 | North Grid | Duval | 1966-01-01 | 1966-01-01 | JEA |  |  | 4
LS-002254 | 2446 TALLEYRAND AV | 1530 | North Grid | Duval | 1950-01-01 | 1950-01-01 | JEA | 13046.1824 | 38.1431 | 1
LS-002255 | 5957 TAMPICO RD | 17925 | West Grid | Duval | 2009-07-01 | 2009-07-01 | JEA | 48175.5822 | 133.2348 | 3
LS-002256 | 4071 TAR KILN RD | 1734 | South Grid | Duval | 1980-01-01 | 1980-01-01 | JEA |  |  | 1
LS-002257 | 5582 TARA WOODS LN | 1559 | West Grid | Duval | 1979-01-01 | 1979-01-01 | JEA | 6578.0665 | 19.5931 | 1
LS-002258 | 5006 TAYLOR CREEK DR | 1628 | South Grid | Duval | 2000-04-01 | 2000-04-01 | JEA |  |  | 1
LS-002259 | 28 WEST TEAGUE BAY DR | 50001 | St Johns Grid | St Johns | 2007-07-31 | 2007-07-31 | FPL |  |  | 2
LS-002260 | 6084 TENNYSON DR | 1377 | West Grid | Duval | 1970-01-01 | 1970-01-01 | JEA | 36280.2868 | 101.8352 | 1
LS-002261 | 5316 TEQUESTA CT | 54695 | West Grid | Duval | 2008-03-13 | 2008-03-13 | JEA | 485.336 | 1.4965 | 1
LS-002262 | 6411 TERRY RD | 1271 | South Grid | Duval | 1980-01-01 | 1980-01-01 | JEA | 65187.653 | 177.1014 | 1
LS-002266 | 1931 THE WOODS DR | 1827 | East Grid | Duval | 1950-01-01 | 1950-01-01 | JEA | 22050.434 | 63.2769 | 1
LS-002267 | 2233 THE WOODS DR | 1830 | East Grid | Duval | 1980-01-01 | 1980-01-01 | JEA | 29275.2593 | 83.0071 | 1
LS-002269 | 5265 THOROUGHBRED BV | 1724 | South Grid | Duval | 1985-01-01 | 1985-01-01 | JEA |  |  | 2
LS-002270 | 8430 THREE CREEKS BV | 1807 | West Grid | Duval | 1980-01-01 | 1980-01-01 | JEA | 32273.6727 | 91.0999 | 2
LS-002271 | 125A TIDES EDGE PZ | 21447 | St Johns Grid | St Johns | 1988-08-01 | 1988-08-01 | FPL |  |  | 1
LS-002272 | 76441 TIMBER CREEK BV | 33537 | Nassau Grid | Nassau | 2004-12-01 | 2004-12-01 | FPL |  |  | 2
LS-002275 | 9025 TIMBERLIN LAKE DR | 1195 | South Grid | Duval | 1999-07-15 | 1999-07-15 | JEA | 30912.2432 | 87.4318 | 1
LS-002277 | 4881 TIMUQUANA RD | 1111 | West Grid | Duval | 1975-01-01 | 1975-01-01 | JEA |  |  | 4
LS-002281 | 5565 TIMUQUANA RD | 1375 | West Grid | Duval | 1965-01-01 | 1965-01-01 | JEA | 39286.442 | 109.8344 | 2
LS-002286 | 136 TOLLERTON AV | 52916 | St Johns Grid | Duval | 2007-02-20 | 2007-02-20 | JEA |  |  | 1
LS-002287 | 6936 TONGA RD | 1581 | East Grid | Duval | 1970-01-01 | 1970-01-01 | JEA | 3454.8477 | 10.4235 | 1
LS-002288 | 1000 TORTOISE WY | 1746 | North Grid | Duval | 1980-01-01 | 1980-01-01 | JEA |  |  | 1
LS-002289 | 8362 TOUCHTON RD | 12806 | South Grid | Duval | 2003-06-18 | 2003-06-18 | JEA | 158736.832 | 403.6373 | 3
LS-002290 | 9803 TOUCHTON RD | 1426 | South Grid | Duval | 1982-01-01 | 1982-01-01 | JEA | 146155.4458 | 374.2882 | 2
LS-002291 | 4740 TOUCHTON RD E | 1612 | South Grid | Duval | 1982-01-01 | 1982-01-01 | JEA | 150685.5474 | 384.8889 | 2
LS-002294 | 4522 TOWN CENTER PY | 29843 | South Grid | Duval | 2004-09-28 | 2004-09-28 | JEA | 92405.3753 | 245.2499 | 4
LS-002295 | 3254 TOWNSEND BV | 377644 | East Grid | Duval | 2024-09-20 | 2024-09-20 | JEA |  |  | 3
LS-002296 | 5900 TOWNSEND RD | 26257 | West Grid | Duval | 1999-09-09 | 1999-09-09 | JEA | 82026.9192 | 219.5263 | 1
LS-002299 | 6210 TOWNSEND RD | 8961 | West Grid | Duval | 2003-04-01 | 2003-04-01 | JEA | 7330.356 | 21.7779 | 1
LS-002301 | 6756 TOWNSEND RD | 8964 | West Grid | Duval | 2003-04-14 | 2003-04-14 | JEA | 10473.6795 | 30.8248 | 1
LS-002302 | 2456 TOWNSQUARE DR | 1582 | East Grid | Duval | 1980-01-01 | 1980-01-01 | JEA | 43345.3821 | 120.5646 | 1
LS-002305 | 7457 TRAILS END RD | 54697 | East Grid | Duval | 1997-06-02 | 1997-06-02 | JEA | 31764.7724 | 89.73 | 1
LS-002306 | 14695 TRANQUILITY CREEK DR | 10576 | North Grid | Duval | 2001-04-25 | 2001-04-25 | JEA |  |  | 1
LS-002307 | 420 TRESCA RD | 1351 | East Grid | Duval | 1986-05-28 | 1986-05-28 | JEA | 247739.2771 | 604.1523 | 3
LS-002308 | 13383 TROPIC EGRET DR | 1701 | East Grid | Duval | 1982-01-01 | 1982-01-01 | JEA | 367862.8504 | 859.7961 | 4
LS-002311 | 199 TURTLE BAY LN | 21761 | St Johns Grid | St Johns | 1987-06-07 | 1987-06-07 | FPL |  |  | 1
LS-002312 | 1219 TURTLE CREEK DR N | 1880 | North Grid | Duval | 1982-01-01 | 1982-01-01 | JEA |  |  | 1
LS-002315 | 6121 TUSCONY CR E | 1671 | East Grid | Duval | 1970-01-01 | 1970-01-01 | JEA | 13331.641 | 38.951 | 1
LS-002318 | 2235 TYSON LAKE DR | 9281 | West Grid | Duval | 2003-03-17 | 2003-03-17 | JEA | 84834.3876 | 226.5148 | 2
LS-002325 | 1829 UNIVERSITY BV N | 29825 | East Grid | Duval | 1968-11-01 | 1968-11-01 | JEA |  |  | 1
LS-002331 | 3500 UNIVERSITY BLVD N | 54698 | East Grid | Duval | 1988-12-15 | 1988-12-15 | JEA |  |  | 1
LS-002333 | 4449 UNIVERSITY BV N | 15364 | East Grid | Duval | 1972-10-27 | 1972-10-27 | JEA | 71132.9156 | 192.1838 | 2
LS-002336 | 905 UNIVERSITY BV N | 31361 | East Grid | Duval | 1971-06-16 | 1971-06-16 | JEA |  |  | 2
LS-002341 | 3518 UNIVERSITY BV N | 29505 | East Grid | Duval | 1980-10-23 | 1980-10-23 | JEA |  |  | 1
LS-002342 | 4085 UNIVERSITY BV N | 54699 | East Grid | Duval | 1991-10-01 | 1991-10-01 | JEA |  |  | 1
LS-002343 | 4598 UNIVERSITY BV N | 13121 | East Grid | Duval | 1988-08-05 | 1988-08-05 | JEA | 36627.0565 | 102.7603 | 2
LS-002347 | 2800 UNIVERSITY BV S | 1580 | East Grid | Duval | 1985-01-11 | 1985-01-11 | JEA | 37746.505 | 105.7424 | 2
LS-002350 | 3830 UNIVERSITY BV S | 1926 | East Grid | Duval | 1980-01-01 | 1980-01-01 | JEA | 40552.4673 | 113.1898 | 1
LS-002352 | 3534 UNIVERSITY BV W | 15373 | South Grid | Duval | 1970-11-11 | 1970-11-11 | JEA | 16239.6085 | 47.1362 | 1
LS-002353 | 3737 UNIVERSITY BV W | 15691 | East Grid | Duval | 1972-07-21 | 1972-07-21 | JEA | 5720.3522 | 17.0917 | 1
LS-002354 | 5317 UNIVERSITY BV W | 1835 | East Grid | Duval | 1970-01-01 | 1970-01-01 | JEA | 44190.5264 | 122.7891 | 1
LS-002359 | 2045 UTAH AV | 2054 | East Grid | Duval | 1982-01-01 | 1982-01-01 | JEA |  |  | 4
LS-002360 | 1958 VALLEY CROSSING DR | 1815 | West Grid | Duval | 1999-12-16 | 1999-12-16 | JEA | 6297.5153 | 18.7761 | 1
LS-002365 | 86014 VENETIAN AV | 54700 | Nassau Grid | Duval | 2006-11-16 | 2006-11-16 | FPL |  |  | 2
LS-002368 | 14001 VEVERAS DR | 72124 | St Johns Grid | Duval | 2007-04-12 | 2007-04-12 | JEA |  |  | 1
LS-002369 | 3431 VIA DE LA REINA | 16642 | South Grid | Duval | 1979-06-01 | 1979-06-01 | JEA | 28146.4477 | 79.9466 | 1
LS-002371 | 3534 VICTORIA LAKES DR | 10882 | North Grid | Duval | 2003-08-10 | 2003-08-10 | JEA |  |  | 2
LS-002372 | 3176 VICTORIA PARK RD | 54702 | South Grid | Duval | 2008-03-13 | 2008-03-13 | JEA | 31823.5177 | 89.8882 | 1
LS-002373 | 7094 VIDA LN | 11842 | West Grid | Duval | 2003-12-23 | 2003-12-23 | JEA | 977.9115 | 2.9986 | 1
LS-002374 | 138 VILLA SAVANO | 50641 | St Johns Grid | St Johns | 2007-11-14 | 2007-11-14 | FPL |  |  | 1
LS-002375 | 155 VILLAGE GREEN AV | 23394 | St Johns Grid | Duval | 1996-05-14 | 1996-05-14 | JEA |  |  | 1
LS-002376 | 6794 SANDLE DR | 107317 | North Grid | Duval | 2011-04-22 | 2011-04-22 | JEA |  |  | 1
LS-002378 | 12512 WAGES WY E | 10885 | North Grid | Duval | 2002-05-01 | 2002-05-01 | JEA |  |  | 1
LS-002379 | 667 WAKEVIEW DR | 54703 | West Grid | Clay | 2002-11-13 | 2002-11-13 | CLAY E | 22457.8702 | 64.3989 | 1
LS-002380 | 5004 WALCOTT AV | 1588 | North Grid | Duval | 1980-01-01 | 1980-01-01 | JEA | 21229.832 | 61.0134 | 1
LS-002381 | 14951 WALDEN SPRINGS WY | 54704 | St Johns Grid | Duval | 2006-06-03 | 2006-06-03 | JEA |  |  | 1
LS-002386 | 11955 WALLE DR | 1334 | East Grid | Duval | 1985-01-01 | 1985-01-01 | JEA | 29803.6554 | 84.4371 | 1
LS-002387 | 4269 WALNUT BEND N | 1184 | South Grid | Duval | 1985-01-01 | 1985-01-01 | JEA |  |  | 2
LS-002391 | 600 WASHINGTON ST | 1167 | North Grid | Duval | 1980-01-01 | 1980-01-01 | JEA | 4144.7913 | 12.4646 | 1
LS-002392 | 12014 WATCH TOWER DR | 54705 | South Grid | Duval | 2004-09-10 | 2004-09-10 | JEA |  |  | 1
LS-002393 | 10014 WATER MARK LN W | 12816 | South Grid | Duval | 2004-04-07 | 2004-04-07 | JEA | 12611.5108 | 36.9115 | 1
LS-002394 | 604 WATER ST | 1420 | North Grid | Duval | 1982-01-01 | 1982-01-01 | JEA | 227517.3344 | 559.5643 | 4
LS-002397 | 5214 WATERSIDE DR | 1250 | West Grid | Duval | 1987-01-01 | 1987-01-01 | JEA | 4272.9999 | 12.8428 | 1
LS-002399 | 3758 WAYLAND ST | 54706 | East Grid | Duval | 1989-09-15 | 1989-09-15 | JEA |  |  | 1
LS-002400 | 4174 WEATHERWOOD ESTATES DR | 1198 | South Grid | Duval | 1980-01-01 | 1980-01-01 | JEA |  |  | 1
LS-002402 | 747 WELLHOUSE DR | 1243 | West Grid | Duval | 1996-01-01 | 1996-01-01 | JEA | 17749.8661 | 51.3573 | 1
LS-002403 | 10452 WELLINGTON SPRINGS WY | 1551 | West Grid | Duval | 1990-01-01 | 1990-01-01 | JEA | 2916.0569 | 8.8225 | 1
LS-002407 | 6911 WEST VIRGINA AV | 1587 | North Grid | Duval | 1950-01-01 | 1950-01-01 | JEA | 11059.6585 | 32.4981 | 1
LS-002408 | 12561 WESTBERRY HIDEAWAY LN | 1663 | South Grid | Duval | 2000-03-22 | 2000-03-22 | JEA |  |  | 1
LS-002410 | 8652 WESTERN LAKE DR | 19208 | South Grid | Duval | 1986-02-10 | 1986-02-10 | JEA | 74553.3874 | 200.8085 | 1
LS-002413 | 8533 WESTERN WY | 18883 | South Grid | Duval | 1989-07-12 | 1989-07-12 | JEA | 34773.9682 | 97.8093 | 1
LS-002414 | 857 WESTGATE | 1502 | West Grid | Duval | 1950-01-01 | 1950-01-01 | JEA | 60870.1492 | 166.072 | 1
LS-002416 | 7615 PRITCHARD | 1495 | West Grid | Duval | 1980-01-01 | 1980-01-01 | JEA |  |  | 3
LS-002419 | 4801 WHEELER AV | 21445 | West Grid | Duval | 2006-08-29 | 2006-08-29 | JEA | 29606.6641 | 83.9041 | 2
LS-002421 | 1014 WHIRLAWAY CR ST | 1937 | North Grid | Duval | 1999-08-23 | 1999-08-23 | JEA |  |  | 1
LS-002422 | 10300 WHISPERING FOREST DR | 1853 | South Grid | Duval | 1985-01-01 | 1985-01-01 | JEA |  |  | 2
LS-002423 | 6267 WHISPERING OAKS DR N | 1669 | East Grid | Duval | 1950-01-01 | 1950-01-01 | JEA | 9007.5495 | 26.6206 | 1
LS-002424 | 2454 WHISPERING WOOD BV | 1451 | East Grid | Duval | 1954-01-01 | 1954-01-01 | JEA | 12100.3852 | 35.4607 | 2
LS-002425 | 12474 WHITE FEATHER DR | 2246 | East Grid | Duval | 2001-06-12 | 2001-06-12 | JEA | 6876.0471 | 20.4594 | 1
LS-002426 | 95318 WILD CHERRY DR | 72100 | Nassau Grid | Nassau | 2006-10-13 | 2006-10-13 | FPL |  |  | 2
LS-002427 | 1054 WILDERLAND DR | 1832 | East Grid | Duval | 1987-10-20 | 1987-10-20 | JEA | 32841.804 | 92.6275 | 1
LS-002431 | 11275 WILLESDON DR S | 1921 | East Grid | Duval | 2001-02-23 | 2001-02-23 | JEA | 85239.5921 | 227.5215 | 2
LS-002432 | 76352 WILLIAM BURGESS BV | 39745 | Nassau Grid | Nassau | 2001-01-12 | 2001-01-12 | FPL |  |  | 2
LS-002433 | 76688 WILLIAM BURGESS BV | 12494 | Nassau Grid | Nassau | 2002-06-18 | 2002-06-18 | FPL |  |  | 1
LS-002434 | 14151 WILLIAM DAVIS PY | 1845 | East Grid | Duval | 1985-01-01 | 1985-01-01 | JEA | 26114.2388 | 74.4167 | 1
LS-002435 | 13651 WILLIAM DAVIS PY W | 1843 | East Grid | Duval | 1990-07-01 | 1990-07-01 | JEA | 77936.4197 | 209.3025 | 2
LS-002436 | 13812 WILLIAM DAVIS PY W | 1180 | East Grid | Duval | 1990-01-01 | 1990-01-01 | JEA | 9710.3695 | 28.6391 | 1
LS-002437 | 5160 WILLIAM MILL ST | 53843 | North Grid | Duval | 2001-11-01 | 2001-11-01 | JEA |  |  | 1
LS-002438 | 8765 WILLIAM MILL ST #31 | 15372 | North Grid | Duval | 2001-11-01 | 2001-11-01 | JEA |  |  | 1
LS-002439 | 5800 WILLIAM MILL ST #41/47 | 15370 | North Grid | Duval | 2001-11-01 | 2001-11-01 | JEA |  |  | 1
LS-002442 | 1818 WILLOWBRANCH TERRACE | 1825 | West Grid | Duval | 2003-11-26 | 2003-11-26 | JEA | 88775.2954 | 236.2867 | 3
LS-002444 | 5937 WILSON BV | 1789 | West Grid | Duval | 1980-01-01 | 1980-01-01 | JEA | 29004.5861 | 82.2739 | 1
LS-002445 | 6217 WILSON BV | 1788 | West Grid | Duval | 1966-01-01 | 1966-01-01 | JEA |  |  | 4
LS-002449 | 7800 WILSON BV | 1814 | West Grid | Duval | 1980-01-01 | 1980-01-01 | JEA | 6577.8644 | 19.5925 | 1
LS-002451 | 3110 WILSON ST | 54708 | North Grid | Duval | 2008-03-13 | 2008-03-13 | JEA | 14264.9777 | 41.5867 | 1
LS-002453 | 2484 WINCHESTER LN | 54709 | St Johns Grid | St Johns | 2002-06-06 | 2002-06-06 | FPL |  |  | 1
LS-002456 | 12665 WINDY WILLOWS DR N | 1163 | East Grid | Duval | 1980-01-01 | 1980-01-01 | JEA | 14119.9699 | 41.1778 | 1
LS-002457 | 1904 WINDY WY E | 10565 | St Johns Grid | Duval | 2002-09-04 | 2002-09-04 | JEA |  |  | 1
LS-002458 | 11127 WINGATE RD | 1916 | North Grid | Duval | 1980-01-01 | 1980-01-01 | JEA |  |  | 1
LS-002460 | 1089 WINSTONIAN WY ST | 1248 | West Grid | Duval | 1990-01-01 | 1990-01-01 | JEA | 40204.8245 | 112.2692 | 1
LS-002462 | 1195 WOOD DUCK HOLLOW | 54710 | St Johns Grid | Duval | 1983-11-01 | 1983-11-01 | JEA |  |  | 1
LS-002463 | 95346 WOODBRIDGE PY | 72158 | Nassau Grid | Nassau | 2005-04-27 | 2005-04-27 | FPL |  |  | 2
LS-002464 | 1820 WOODLEIGH DR W | 24977 | East Grid | Duval | 1962-10-01 | 1962-10-01 | JEA |  |  | 1
LS-002465 | 2014 WOODLEIGH DR W | 24657 | East Grid | Duval | 1962-10-01 | 1962-10-01 | JEA |  |  | 1
LS-002466 | 10340 WOODLEY CREEK BV | 1233 | North Grid | Duval | 2000-04-19 | 2000-04-19 | JEA |  |  | 1
LS-002467 | 4211 WOODMERE ST | 1954 | West Grid | Duval | 1954-01-01 | 1954-01-01 | JEA | 68266.1806 | 184.9261 | 3
LS-002468 | 2512 WOOLERY DR | 27889 | East Grid | Duval | 1962-02-08 | 1962-02-08 | JEA |  |  | 1
LS-002469 | 180 WORTHINGTON PY | 72141 | St Johns Grid | St Johns | 2005-11-29 | 2005-11-29 | FPL |  |  | 1
LS-002470 | 2658 WRIGHTSON DR | 1314 | South Grid | Duval | 1980-01-01 | 1980-01-01 | JEA |  |  | 1
LS-002471 | 11644 YALDING DR | 1326 | South Grid | Duval | 1980-01-01 | 1980-01-01 | JEA |  |  | 1
LS-002472 | 122 YELLOW BILL LN | 47761 | St Johns Grid | St Johns | 2006-11-30 | 2006-11-30 | FPL |  |  | 1
LS-002473 | 12150 YELLOW BLUFF RD | 10563 | North Grid | Duval | 2001-08-21 | 2001-08-21 | JEA |  |  | 1
LS-002474 | 12611 YELLOW BLUFF RD | 52951 | North Grid | Duval | 2006-07-05 | 2006-07-05 | JEA |  |  | 1
LS-002475 | 97093 YORKSHIRE DR | 72115 | Nassau Grid | Nassau | 2005-05-19 | 2005-05-19 | FPL |  |  | 2
LS-002476 | 6397 YOUNGERMAN CR | 1565 | West Grid | Duval | 1977-01-01 | 1977-01-01 | JEA | 42960.0783 | 119.5494 | 1
LS-002478 | 8602 ZOO RD | 1399 | North Grid | Duval | 1974-01-01 | 1974-01-01 | JEA |  |  | 2
LS-002665 | 2325 EMERSON ST | 1566 | East Grid | Duval | 1988-01-01 | 1988-01-01 | JEA | 4049.0407 | 12.1819 | 1
LS-002812 | 2369 HAWKCREST DRIVE | 52356 | St Johns Grid | Duval | 1998-05-14 | 1998-05-14 | JEA |  |  | 3
LS-002867 | 8617 WESTERN WAY | 204645 | South Grid | Duval | 2005-06-30 | 2005-06-30 | JEA |  |  | 1
LS-002894 | 85057 MAJESTIC WALK BV | 54566 | Nassau Grid | Nassau | 2007-07-30 | 2007-07-30 | FPL |  |  | 2
LS-002895 | 96124 WINDSOR DR | 45537 | Nassau Grid | Nassau | 2007-09-28 | 2007-09-28 | FPL |  |  | 1
LS-002896 | 4451 A1A | 54484 | St Johns Grid | St Johns | 2013-08-29 | 2013-08-29 | FPL |  |  | 1
LS-002903 | 8998 BLOUNT ISLAND BV | 15686 | North Grid | Duval | 2001-11-01 | 2001-11-01 | JEA |  |  | 1
LS-002905 | 15648 LEXINGTON PARK | 29537 | North Grid | Duval | 2005-06-28 | 2005-06-28 | JEA |  |  | 1
LS-002907 | 10480 YEAGER RD | 54712 | North Grid | Duval | 2007-07-15 | 2007-07-15 | JEA |  |  | 1
LS-002909 | 6051 SHADEHILL RD | 48737 | St Johns Grid | Duval | 2006-10-09 | 2006-10-09 | JEA |  |  | 1
LS-002910 | 92 TIDECREST PY | 54696 | St Johns Grid | St Johns | 2007-06-26 | 2007-06-26 | FPL |  |  | 1
LS-002983 | 8224 AC SKINNER PY | 53219 | South Grid | Duval | 2007-08-29 | 2007-08-29 | JEA | 64843.849 | 176.2256 | 1
LS-003081 | 13714 LAKE FRETWELL | 32577 | West Grid | Duval | 2005-05-02 | 2005-05-02 | JEA |  |  | 1
LS-003110 | 21397 ST THOMAS ISLAND PY | 50002 | St Johns Grid | St Johns | 2007-07-31 | 2007-07-31 | FPL |  |  | 1
LS-003143 | 11704 PALM LAKE DR | 53217 | North Grid | Duval | 2006-03-31 | 2006-03-31 | JEA |  |  | 1
LS-003176 | 32664 Sunny Parke Dr | 58017 | Nassau Grid | Nassau | 2008-02-29 | 2008-02-29 | FPL |  |  | 2
LS-003177 | 32026 Praire Park Pl | 55473 | Nassau Grid | Nassau | 2008-02-29 | 2008-02-29 | FPL |  |  | 1
LS-003188 | 6674-1 COMMONWEALTH AVE | 207528 | West Grid | Duval | 2007-09-04 | 2007-09-04 | JEA |  |  | 1
LS-003189 | 6674-2 COMMONWEALTH AVE | 207529 | West Grid | Duval | 1970-01-01 | 1970-01-01 | JEA |  |  | 1
LS-003192 | 7479 WESTLAND OAKS DRIVE | 54817 | West Grid | Duval | 2006-11-29 | 2006-11-29 | JEA | 32445.4801 | 91.562 | 1
LS-003194 | 87009 VILLA LANE | 53537 | Nassau Grid | Nassau | 2008-02-05 | 2008-02-05 | FPL |  |  | 1
LS-003196 | 10466 ILAH RD | 59617 | South Grid | Duval | 2008-05-12 | 2008-05-12 | JEA |  |  | 1
LS-003209 | 76076 TIMBER CREEK BV | 46484 | Nassau Grid | Nassau | 2007-02-01 | 2007-02-01 | FPL |  |  | 1
LS-003220 | 74 DAVIS PARK DR | 55457 | St Johns Grid | St Johns | 2008-03-18 | 2008-03-18 | FPL |  |  | 1
LS-003247 | 4950 NEW WORLD AVE | 60257 | West Grid | Duval | 2008-06-01 | 2008-06-01 | JEA | 3115.9441 | 9.4172 | 1
LS-003274 | 3687 Lightview Ln | 49361 | East Grid | Duval | 2007-10-01 | 2007-10-01 | JEA | 3971.7303 | 11.9535 | 1
LS-003281 | 2627 Port Industrial Drive | 70817 | North Grid | Duval | 2008-10-27 | 2008-10-27 | JEA |  |  | 1
LS-003322 | 1406 BISCAYNE GROVE LN | 62177 | North Grid | Duval | 2008-05-01 | 2008-05-01 | JEA |  |  | 1
LS-003354 | 2200 CORPORATE SQUARE | 1756 | East Grid | Duval | 1950-01-01 | 1950-01-01 | JEA | 121313.6328 | 315.4434 | 1
LS-003355 | 14531 BARTRAM PARK BV | 51921 | St Johns Grid | Duval | 2007-12-13 | 2007-12-13 | JEA |  |  | 1
LS-003356 | 14802 BARTRAM PARK BV | 52241 | St Johns Grid | Duval | 2007-12-13 | 2007-12-13 | JEA |  |  | 3
LS-003367 | 382 STERNWHEEL DR | 67618 | St Johns Grid | St Johns | 2008-07-01 | 2008-07-01 | FPL |  |  | 2
LS-003388 | 63 FORT WADE RD | 79139 | St Johns Grid | Duval | 2008-11-03 | 2008-11-03 | JEA |  |  | 1
LS-003478 | 8572 CHERYL ANN LANE | 65377 | West Grid | Duval | 2007-05-31 | 2007-05-31 | JEA |  |  | 1
LS-003480 | 8469 KONA AV | 121716 | East Grid | Duval | 2010-02-08 | 2010-02-08 | JEA |  |  | 1
LS-003483 | 8704 FREE AV | 99972 | East Grid | Duval | 2009-08-17 | 2009-08-17 | JEA |  |  | 2
LS-003484 | 8516 INDIA AV | 120452 | East Grid | Duval | 2010-02-08 | 2010-02-08 | JEA |  |  | 1
LS-003485 | 8494 JASPER AV | 120119 | East Grid | Duval | 2010-02-08 | 2010-02-08 | JEA |  |  | 1
LS-003494 | 40 SHINNECOCK DR | 207524 | St Johns Grid | St Johns | 2009-06-09 | 2009-06-09 | FPL |  |  | 4
LS-003513 | 15051 BARTRAM SPRINGS PY | 91969 | St Johns Grid | Duval | 2009-05-04 | 2009-05-04 | JEA |  |  | 1
LS-003514 | 9766 RG SKINNER PY | 88433 | South Grid | Duval | 2006-10-26 | 2006-10-26 | JEA | 12624.0361 | 36.947 | 1
LS-003515 | 343 LITTLE RIVER RD | 123652 | St Johns Grid | St Johns | 2008-12-08 | 2008-12-08 | FPL |  |  | 1
LS-003612 | 79 NOCATEE VILLAGE DR | 98341 | St Johns Grid | St Johns | 2009-08-20 | 2009-08-20 | FPL |  |  | 3
LS-003613 | 96 FIELDCREST DR S | 81057 | St Johns Grid | St Johns | 2008-12-23 | 2008-12-23 | FPL |  |  | 1
LS-003698 | 884 CROSS TOWN DR | 119156 | St Johns Grid | Duval | 2010-06-15 | 2010-06-15 | JEA |  |  | 2
LS-003704 | 8744 KONA AV | 121748 | East Grid | Duval | 2009-08-17 | 2009-08-17 | JEA |  |  | 1
LS-003705 | 8605 HARE AV | 120788 | East Grid | Duval | 2010-02-08 | 2010-02-08 | JEA |  |  | 1
LS-003706 | 8603 GALVESTON AV | 121078 | East Grid | Duval | 2010-02-08 | 2010-02-08 | JEA |  |  | 1
LS-003707 | 7700 HARE AV | 120756 | East Grid | Duval | 2010-02-10 | 2010-02-10 | JEA |  |  | 1
LS-003708 | 512 ARLINGTON PLACE | 121412 | East Grid | Duval | 2010-02-08 | 2010-02-08 | JEA |  |  | 1
LS-003709 | 7711 JASPER AV | 119172 | East Grid | Duval | 2010-02-08 | 2010-02-08 | JEA |  |  | 1
LS-003714 | 12121 GEC PHILIPS HWY | 179333 | South Grid | Duval | 2010-05-19 | 2010-05-19 | JEA | 7718.9236 | 22.9032 | 2
LS-003717 | 228 CAPTIVA DR | 112116 | St Johns Grid | Duval | 2010-04-05 | 2010-04-05 | JEA |  |  | 1
LS-003747 | 509 DRYSDALE DRIVE | 138677 | West Grid | Clay | 2011-04-20 | 2011-04-20 | CLAY E | 84253.9205 | 225.0717 | 2
LS-003826 | 87052 BRISTOL AV | 181556 | Nassau Grid | Nassau | 2014-04-21 | 2014-04-21 | FPL |  |  | 1
LS-003876 | 17 DONGALLA CT | 110516 | East Grid | Duval | 2009-10-08 | 2009-10-08 | JEA |  |  | 1
LS-003883 | 164 CHERRY LAUREL PL | 107636 | St Johns Grid | St Johns | 2009-12-16 | 2009-12-16 | FPL |  |  | 1
LS-003886 | 5709 REDPOLL AV | 126196 | North Grid | Duval | 2010-08-17 | 2010-08-17 | JEA | 6045.9664 | 18.0426 | 1
LS-003888 | 10733 NORTH MAIN ST | 140917 | North Grid | Duval | 2011-05-11 | 2011-05-11 | JEA |  |  | 1
LS-003890 | 246 MANGROVE THICKET BV | 129428 | St Johns Grid | St Johns | 2010-08-02 | 2010-08-02 | FPL |  |  | 1
LS-003891 | 156 HOWLAND DR | 130356 | St Johns Grid | Duval | 2010-12-09 | 2010-12-09 | JEA |  |  | 2
LS-003892 | 219 FOOTBRIDGE RD | 71265 | St Johns Grid | St Johns | 2008-07-07 | 2008-07-07 | FPL |  |  | 1
LS-003900 | 887 NORTH DURBIN PY | 79777 | St Johns Grid | Duval | 2008-12-05 | 2008-12-05 | JEA |  |  | 1
LS-003901 | 80 AIRPORT CENTER DR | 140276 | North Grid | Duval | 2016-08-10 | 2016-08-10 | JEA |  |  | 1
LS-003902 | 9498 WEXFORD CHASE RD | 139958 | South Grid | Duval | 2011-05-11 | 2011-05-11 | JEA |  |  | 1
LS-003906 | 7544 103RD ST | 145396 | West Grid | Duval | 2011-08-29 | 2011-08-29 | JEA | 150975.3268 | 385.5658 | 3
LS-003910 | 12222 OLD ST AUGUSTINE RD | 149236 | South Grid | Duval | 2011-10-24 | 2011-10-24 | JEA |  |  | 1
LS-003920 | 7891 PEARL ST | 143796 | North Grid | Duval | 2011-07-18 | 2011-07-18 | JEA |  |  | 1
LS-003921 | 87447 COMMERCE BV | 152436 | Nassau Grid | Nassau | 2011-12-07 | 2011-12-07 | FPL |  |  | 2
LS-003964 | 172 WANDERING WOODS WY | 155636 | St Johns Grid | St Johns | 2012-05-04 | 2012-05-04 | FPL |  |  | 1
LS-003965 | 168 FEVER HAMMOCK DR | 157892 | St Johns Grid | St Johns | 2012-06-21 | 2012-06-21 | FPL |  |  | 1
LS-003966 | 12604 HOOD LANDING RD | 158516 | South Grid | Duval | 2012-07-02 | 2012-07-02 | JEA |  |  | 1
LS-003967 | 15171 DUVAL RD. | 158196 | North Grid | Duval | 2011-11-01 | 2011-11-01 | JEA |  |  | 1
LS-003973 | 1055 LOGAN STREET | 205590 | North Grid | Duval | 2013-10-15 | 2013-10-15 | JEA | 356.1905 | 1.1004 | 1
LS-003974 | 7106 BALBOA RD | 163316 | South Grid | Duval | 2012-12-12 | 2012-12-12 | JEA | 234470.6391 | 574.954 | 3
LS-003976 | 2829 WESTBERRY RD | 168436 | South Grid | Duval | 2013-04-18 | 2013-04-18 | JEA |  |  | 1
LS-003978 | 3925 TAR KILN RD. | 166196 | South Grid | Duval | 2013-03-06 | 2013-03-06 | JEA |  |  | 1
LS-003979 | 503 WORCESTER COURT | 167156 | North Grid | Duval | 2013-04-09 | 2013-04-09 | JEA |  |  | 1
LS-003980 | 100 Gospel Drive | 168132 | St Johns Grid | Duval | 2013-04-16 | 2013-04-16 | JEA |  |  | 1
LS-003982 | 15701 WEST BEAVER ST | 204948 | West Grid | Duval | 2016-10-31 | 2016-10-31 | JEA |  |  | 2
LS-003983 | 200 GULF STREAM WY | 172916 | St Johns Grid | St Johns | 2013-04-30 | 2013-04-30 | FPL |  |  | 1
LS-003984 | rth | 174836 | St Johns Grid | Duval | 2013-07-11 | 2013-07-11 | JEA |  |  | 1
LS-003985 | 12386 WHITMORE OAKS DR | 174852 | South Grid | Duval | 2013-08-27 | 2013-08-27 | JEA |  |  | 1
LS-003986 | 11162 PARKSIDE PRESERVE WY | 173556 | South Grid | Duval | 2013-08-07 | 2013-08-07 | JEA |  |  | 1
LS-003987 | 386 PERDIDO ST | 179956 | St Johns Grid | St Johns | 2013-10-03 | 2013-10-03 | FPL |  |  | 1
LS-003989 | 10078 BRADLEY RD | 176117 | East Grid | Duval | 2013-10-21 | 2013-10-21 | JEA |  |  | 1
LS-003993 | 4 MIRANDA RD | 207532 | St Johns Grid | St Johns | 2004-08-11 | 2004-08-11 | BEACHES E |  |  | 1
LS-003995 | 8930 DEVON PINES DR | 180276 | East Grid | Duval | 2014-01-30 | 2014-01-30 | JEA |  |  | 1
LS-003997 | 251 ANN SCOTT DR | 184116 | St Johns Grid | Duval | 2014-06-25 | 2014-06-25 | JEA |  |  | 1
LS-003999 | 4760 SUNBEAM RD | 182518 | South Grid | Duval | 2014-05-29 | 2014-05-29 | JEA |  |  | 1
LS-004000 | 7326 LONG LEAF BRANCH DR | 182218 | West Grid | Duval | 2014-01-10 | 2014-01-10 | JEA | 14707.4402 | 42.8333 | 2
LS-004001 | 3701 JULINGTON CREEK RD | 183476 | South Grid | Duval | 2014-07-16 | 2014-07-16 | JEA |  |  | 1
LS-004003 | 16073 HUTTON LANE | 185429 | North Grid | Duval | 2014-09-05 | 2014-09-05 | JEA |  |  | 1
LS-004004 | 6125 LONGLEAF PINE PY | 183479 | St Johns Grid | Duval | 2014-08-19 | 2014-08-19 | JEA |  |  | 1
LS-004006 | 13026 CHRISTINE MARIE CT | 185734 | East Grid | Duval | 2014-08-27 | 2014-08-27 | JEA | 15456.052 | 44.9383 | 1
LS-004007 | 458 ASPEN LEAF DR | 186378 | St Johns Grid | Duval | 2014-10-03 | 2014-10-03 | JEA |  |  | 1
LS-004008 | 2878 Preveza Ct (New Address) | 186052 | East Grid | Duval | 2014-10-15 | 2014-10-15 | JEA | 35901.8455 | 100.8248 | 1
LS-004009 | 14992 BARTRAM CREEK BV | 187348 | St Johns Grid | Duval | 2014-10-22 | 2014-10-22 | JEA |  |  | 2
LS-004010 | 64 SIGNATURE DR | 205270 | St Johns Grid | Duval | 2014-10-08 | 2014-10-08 | JEA |  |  | 2
LS-004011 | 247 NEWBERRY DR | 187976 | St Johns Grid | St Johns | 2014-12-01 | 2014-12-01 | FPL |  |  | 1
LS-004012 | 4424 OAK VALLEY COURT | 185413 | South Grid | Duval | 2014-12-19 | 2014-12-19 | JEA |  |  | 1
LS-004013 | 77155 LUMBER CREEK BV | 205271 | Nassau Grid | Nassau | 2014-10-15 | 2014-10-15 | FPL |  |  | 1
LS-004014 | 46 CARNATION ST | 188292 | St Johns Grid | Duval | 2014-11-19 | 2014-11-19 | JEA |  |  | 1
LS-004015 | 814 WILD CYPRESS CIRCLE | 189252 | St Johns Grid | St Johns | 2015-01-12 | 2015-01-12 | FPL |  |  | 1
LS-004016 | 13376 NOGAL LANE | 201109 | East Grid | Duval | 2014-10-07 | 2014-10-07 | JEA | 6308.5824 | 18.8084 | 1
LS-004018 | 88 TATE LANE | 188293 | St Johns Grid | St Johns | 2014-12-29 | 2014-12-29 | FPL |  |  | 1
LS-004019 | 290 SPRING CREEK WY | 190228 | St Johns Grid | St Johns | 2015-02-24 | 2015-02-24 | FPL |  |  | 1
LS-004020 | 258 BALVENIE DR | 188948 | St Johns Grid | St Johns | 2015-01-30 | 2015-01-30 | FPL |  |  | 1
LS-004021 | 53 SENEGAL DR | 191189 | St Johns Grid | Duval | 2015-03-11 | 2015-03-11 | JEA |  |  | 1
LS-004022 | 63 LAGOON COURSE DR | 187670 | St Johns Grid | St Johns | 2014-11-07 | 2014-11-07 | BEACHES E |  |  | 1
LS-004023 | 4194 CEDAR POINT RD | 189924 | North Grid | Duval | 2015-01-07 | 2015-01-07 | JEA |  |  | 1
LS-004024 | 12771 YELLOW BLUFF RD | 190550 | North Grid | Duval | 2014-09-26 | 2014-09-26 | JEA |  |  | 1
LS-004025 | 14422 YELLOW BLUFF RD | 188966 | North Grid | Duval | 2015-01-12 | 2015-01-12 | JEA |  |  | 1
LS-004026 | 211 LONE EAGLE WAY | 190551 | St Johns Grid | Duval | 2015-04-02 | 2015-04-02 | JEA |  |  | 1
LS-004027 | 57 SOLIS AV | 192148 | St Johns Grid | Duval | 2015-04-20 | 2015-04-20 | JEA |  |  | 2
LS-004028 | 95151 TIMBERLAKE DR | 189604 | Nassau Grid | Nassau | 2015-02-21 | 2015-02-21 | FPL |  |  | 1
LS-004030 | 585 COCONUT PALM PY | 191844 | St Johns Grid | Duval | 2015-04-15 | 2015-04-15 | JEA |  |  | 1
LS-004031 | 4970 BALLASTONE DR | 191861 | South Grid | Duval | 2015-06-11 | 2015-06-11 | JEA |  |  | 1
LS-004032 | 12276 ROUEN COVE DR | 191860 | North Grid | Duval | 2015-06-09 | 2015-06-09 | JEA |  |  | 1
LS-004033 | 23 ANILA St | 192149 | St Johns Grid | Duval | 2015-04-20 | 2015-04-20 | JEA |  |  | 1
LS-004034 | 2079 PATRIOT RIDGE CT | 191845 | West Grid | Duval | 2015-05-15 | 2015-05-15 | JEA | 809.2817 | 2.4857 | 1
LS-004035 | 14278 RIVER STORY DR | 196660 | South Grid | Duval | 2015-06-25 | 2015-06-25 | JEA |  |  | 1
LS-004036 | 14749 RUSSELL BRIDGE DR | 192157 | St Johns Grid | Duval | 2015-06-08 | 2015-06-08 | JEA |  |  | 1
LS-004037 | 221 AMALURRA TRAIL | 195991 | St Johns Grid | Duval | 2015-10-07 | 2015-10-07 | JEA |  |  | 1
LS-004038 | 2301 YORK ST | 192150 | East Grid | Duval | 2015-04-07 | 2015-04-07 | JEA | 286.016 | 0.88463 | 1
LS-004039 | 10910 AVENUES WALK BV | 195994 | South Grid | Duval | 2009-02-05 | 2009-02-05 | JEA | 8378.6558 | 24.8091 | 2
LS-004040 | 825 LIBERTY STREET | 196968 | North Grid | Duval | 2014-10-27 | 2014-10-27 | JEA |  |  | 1
LS-004041 | 296 STONE MASON WAY | 196308 | St Johns Grid | Duval | 2015-12-07 | 2015-12-07 | JEA |  |  | 1
LS-004042 | 38 TIERRA COVE | 195988 | St Johns Grid | Duval | 2015-10-07 | 2015-10-07 | JEA |  |  | 1
LS-004043 | 674 JULINGTON LAKES | 205268 | St Johns Grid | Duval | 2015-11-17 | 2015-11-17 | JEA |  |  | 1
LS-004044 | 7257 STEVENTON WAY | 196309 | West Grid | Duval | 2015-10-30 | 2015-10-30 | JEA | 5333.9416 | 15.9609 | 1
LS-004045 | 2749 CHAPMAN OAK DR | 198548 | South Grid | Duval | 2015-11-24 | 2015-11-24 | JEA |  |  | 1
LS-004046 | 635 SHEARWATER PY | 196964 | St Johns Grid | St Johns | 2015-12-08 | 2015-12-08 | FPL |  |  | 3
LS-004047 | 873 SHEARWATER PY | 196967 | St Johns Grid | St Johns | 2015-12-08 | 2015-12-08 | FPL |  |  | 1
LS-004048 | 473 CASPIA LN | 195995 | St Johns Grid | St Johns | 2015-11-19 | 2015-11-19 | FPL |  |  | 1
LS-004049 | 12021 ARIANA ELYSE DR | 198868 | South Grid | Duval | 2016-02-03 | 2016-02-03 | JEA |  |  | 1
LS-004050 | 12490 SHADY BRIDGE TRAIL | 198564 | South Grid | Duval | 2016-02-03 | 2016-02-03 | JEA |  |  | 1
LS-004051 | 550 STONE RIDGE DR | 195996 | St Johns Grid | Duval | 2016-01-07 | 2016-01-07 | JEA |  |  | 1
LS-004052 | 159 STONE CREEK CIRCLE | 198230 | St Johns Grid | Duval | 2016-02-08 | 2016-02-08 | JEA |  |  | 1
LS-004053 | 6121 AUTHORITY AV | 207531 | West Grid | Duval | 2004-12-01 | 2004-12-01 | JEA |  |  | 1
LS-004054 | 97026 HARBOR CONCOURSE | 200468 | Nassau Grid | Nassau | 2016-02-23 | 2016-02-23 | FPL |  |  | 1
LS-004055 | 2037 BLUEWATER DR | 194710 | St Johns Grid | St Johns | 2015-09-03 | 2015-09-03 | FPL |  |  | 2
LS-004056 | 10561 RUSSELL SAMPSON RD | 202708 | St Johns Grid | Duval | 2016-05-06 | 2016-05-06 | JEA |  |  | 1
LS-004057 | 174 PINE LAKE DR | 201124 | St Johns Grid | St Johns | 2016-03-22 | 2016-03-22 | FPL |  |  | 1
LS-004058 | 12143 CALUMET FARM DR | 200486 | South Grid | Duval | 2016-03-02 | 2016-03-02 | JEA |  |  | 1
LS-004059 | 2689 FLYNN ROAD WEST | 201143 | South Grid | Duval | 2016-03-29 | 2016-03-29 | JEA |  |  | 1
LS-004060 | 13725 PHILLIPS HY | 207530 | St Johns Grid | Duval | 2017-01-20 | 2017-01-20 | JEA |  |  | 1
LS-004061 | 85990 BLACK TERN DRIVE | 199508 | Nassau Grid | Nassau | 2016-02-10 | 2016-02-10 | FPL |  |  | 1
LS-004062 | 4802 ARBOR MILL CIRCLE | 206580 | West Grid | Clay | 2016-08-17 | 2016-08-17 | CLAY E |  |  | 1
LS-004063 | 149 WILDERNESS RIDGE DR | 203989 | St Johns Grid | Duval | 2016-06-09 | 2016-06-09 | JEA |  |  | 2
LS-004064 | 11205 BAPTIST HEALTH DRIVE | 203668 | North Grid | Duval | 2016-09-01 | 2016-09-01 | JEA |  |  | 1
LS-004065 | 993 PINELAND BAY DRIVE | 203348 | St Johns Grid | St Johns | 2016-05-20 | 2016-05-20 | FPL |  |  | 1
LS-004066 | 273 BOWLAN ST S | 206548 | East Grid | Duval | 2016-08-18 | 2016-08-18 | JEA |  |  | 1
LS-004067 | 175 SPANISH CREEK DR | 206900 | St Johns Grid | Duval | 2016-09-27 | 2016-09-27 | JEA |  |  | 1
LS-004068 | 425 Kayak Club Drive | 207221 | St Johns Grid | St Johns | 2016-11-01 | 2016-11-01 | FPL |  |  | 1
LS-004069 | 304 Gillespie Gardens Drive | 206948 | North Grid | Duval | 2016-12-22 | 2016-12-22 | JEA |  |  | 1
LS-004070 | 155 Ashlar Drive | 207831 | St Johns Grid | St Johns | 2017-01-19 | 2017-01-19 | FPL |  |  | 1
LS-004071 | 7627 Sunnydale Lane | 207556 | South Grid | Duval | 2017-01-27 | 2017-01-27 | JEA |  |  | 2
LS-004072 | 8143 Brothers Walk Lane | 208148 | East Grid | Duval | 2017-01-06 | 2017-01-06 | JEA |  |  | 1
LS-004073 | 76255 Wildlight Ave | 209129 | Nassau Grid | Duval | 2017-02-09 | 2017-02-09 | FPL |  |  | 2
LS-004074 | 10728 Clydesdale Dr. W | 208468 | South Grid | Duval | 2017-04-01 | 2017-04-01 | JEA |  |  | 1
LS-004075 | 9996 Pavens Creek Dr. | 209444 | West Grid | Duval | 2017-03-27 | 2017-03-27 | JEA | 1169.1424 | 3.5788 | 1
LS-004076 | 13443 Avery Park Ln. | 209428 | North Grid | Duval | 2017-05-08 | 2017-05-08 | JEA |  |  | 1
LS-004077 | 2517 Alexia Cr. | 211989 | East Grid | Duval | 2017-03-18 | 2017-03-18 | JEA | 13404.8115 | 39.1579 | 1
LS-004078 | 205 Heron Bay Road | 211032 | North Grid | Duval | 2016-12-09 | 2016-12-09 | JEA |  |  | 2
LS-004079 | 10139 Kit Fox PY | 210388 | West Grid | Duval | 2017-03-22 | 2017-03-22 | JEA |  |  | 2
LS-004080 | 13306 Cedar Hammock Way | 213268 | North Grid | Duval | 2017-02-27 | 2017-02-27 | JEA |  |  | 1
LS-004081 | 105 Coppinger Pl | 210708 | St Johns Grid | Duval | 2017-05-10 | 2017-05-10 | JEA |  |  | 1
LS-004082 | 391 Northside Dr. | 212309 | North Grid | Duval | 2017-03-23 | 2017-03-23 | JEA |  |  | 1
LS-004083 | 1938 April Oaks Dr | 216164 | West Grid | Duval | 2017-07-12 | 2017-07-12 | JEA |  |  | 1
LS-004084 | 426 Timberland Forest Bv | 214868 | St Johns Grid | Duval | 2017-08-02 | 2017-08-02 | JEA |  |  | 1
LS-004085 | 340 Bent Creek Dr. | 216180 | St Johns Grid | St Johns | 2017-09-29 | 2017-09-29 | JEA |  |  | 1
LS-004086 | 84 Albany Bay Bv | 217764 | St Johns Grid | Duval | 2017-11-30 | 2017-11-30 | JEA |  |  | 2
LS-004087 | 6850 Energy Center Drive | 217124 | South Grid | Duval | 2017-10-25 | 2017-10-25 | JEA |  |  | 1
LS-004088 | 245 Crosswater Lake Dr. | 216517 | St Johns Grid | St Johns | 2017-11-14 | 2017-11-14 | FPL |  |  | 4
LS-004089 | 7171 Preston Pines Trail | 220388 | West Grid | Duval | 2018-01-03 | 2018-01-03 | JEA |  |  | 1
LS-004090 | 2591 Tartus Dr. | 217444 | East Grid | Duval | 2017-08-28 | 2017-08-28 | JEA |  |  | 1
LS-004091 | 47 Indian Grass Dr. | 219364 | St Johns Grid | St Johns | 2018-02-01 | 2018-02-01 | FPL |  |  | 1
LS-004092 | 383 Albany Bay Bv | 223012 | St Johns Grid | Duval | 2018-03-08 | 2018-03-08 | JEA |  |  | 1
LS-004093 | 248 Waterline Dr. | 224932 | St Johns Grid | St Johns | 2018-02-01 | 2018-02-01 | JEA |  |  | 1
LS-004094 | 211 BEACHWALK BLVD | 217767 | South Grid | Duval | 2017-11-30 | 2017-11-30 | JEA |  |  | 2
LS-004095 | 7202 Palm Reserve Lane | 222996 | West Grid | Duval | 2018-03-08 | 2018-03-08 | JEA |  |  | 1
LS-004096 | 95530 College Parkway | 222004 | Nassau Grid | Nassau | 2018-01-05 | 2018-01-05 | FPL |  |  | 2
LS-004097 | 958 Shetland Drive (1093?) | 226212 | St Johns Grid | St Johns | 2018-03-08 | 2018-03-08 | FPL |  |  | 1
LS-004098 | 1282 Sarah's Landing Dr | 222676 | West Grid | Duval | 2018-03-07 | 2018-03-07 | JEA |  |  | 1
LS-004099 | 1279 Adelena Ln | 229845 | West Grid | Duval | 2018-03-19 | 2018-03-19 | JEA |  |  | 1
LS-004100 | 94995 Palm Point Dr. | 225252 | Nassau Grid | Nassau | 2018-03-20 | 2018-03-20 | FPL |  |  | 1
LS-004101 | 11382 River Hollow Ln | 222036 | North Grid | Duval | 2018-03-20 | 2018-03-20 | JEA |  |  | 1
LS-004102 | 8142 Fouraker Forest Rd | 223668 | West Grid | Duval | 2018-03-28 | 2018-03-28 | JEA |  |  | 1
LS-004103 | 7210 Townsend Village Ln | 222052 | South Grid | Duval | 2018-01-18 | 2018-01-18 | JEA |  |  | 1
LS-004104 | 14525 Bartram Creek Blvd. | 224612 | St Johns Grid | Duval | 2018-04-23 | 2018-04-23 | JEA |  |  | 1
LS-004105 | 43 Marques Ct. | 224308 | South Grid | Duval | 2018-04-16 | 2018-04-16 | JEA |  |  | 1
LS-004106 | 12429 Sea Island Dr. | 223332 | East Grid | Duval | 2018-04-26 | 2018-04-26 | JEA |  |  | 1
LS-004107 | 9677 Price Park Dr | 226532 | South Grid | Duval | 2018-05-15 | 2018-05-15 | JEA |  |  | 1
LS-004108 | 52 Honey Blossom Rd. | 227605 | St Johns Grid | St Johns | 2018-05-26 | 2018-05-26 | JEA |  |  | 1
LS-004109 | 119 Whitefish Trail | 235204 | St Johns Grid | St Johns | 2015-06-15 | 2015-06-15 | FPL |  |  | 1
LS-004110 | 10888 Ventnor Ave | 228788 | North Grid | Duval | 2018-06-18 | 2018-06-18 | JEA |  |  | 1
LS-004111 | 3161 Hawks Hill Ln | 228151 | South Grid | Duval | 2018-06-25 | 2018-06-25 | JEA |  |  | 1
LS-004112 | 132 Whistling Straits Dr. | 229788 | St Johns Grid | St Johns | 2018-07-05 | 2018-07-05 | FPL |  |  | 1
LS-004113 | 182 KAPALUA PL | 223972 | St Johns Grid | St Johns | 2018-07-12 | 2018-07-12 | JEA |  |  | 1
LS-004114 | 1674 Liberty Tree Pl | 227174 | West Grid | Duval | 2018-07-13 | 2018-07-13 | JEA |  |  | 1
LS-004115 | 332 Durbin Pavalion Dr | 231988 | St Johns Grid | Duval | 2018-07-18 | 2018-07-18 | JEA |  |  | 1
LS-004116 | 86590 Lazy Lake Cr | 228806 | Nassau Grid | Nassau | 2018-08-02 | 2018-08-02 | FPL |  |  | 1
LS-004117 | 10931 Chitwood Dr | 229430 | North Grid | Duval | 2018-08-06 | 2018-08-06 | JEA |  |  | 1
LS-004118 | 5609 Hampton Creek Rd | 232308 | North Grid | Duval | 2018-08-10 | 2018-08-10 | JEA |  |  | 1
LS-004119 | 9831 Kevin Rd | 235911 | South Grid | Duval | 2018-10-12 | 2018-10-12 | JEA |  |  | 1
LS-004120 | 154 Chandler Dr | 235222 | St Johns Grid | St Johns | 2018-10-12 | 2018-10-12 | FPL |  |  | 1
LS-004121 | 1820 Owens Rd. | 235188 | North Grid | Duval | 2018-10-30 | 2018-10-30 | JEA |  |  | 1
LS-004122 | 9210 GILMORE GROVE WAY | 235205 | East Grid | Duval | 2018-11-28 | 2018-11-28 | JEA |  |  | 1
LS-004123 | 3270 Tamaya Blvd | 241684 | East Grid | Duval | 2018-12-07 | 2018-12-07 | JEA |  |  | 1
LS-004124 | 12459 Orchard Grove | 255492 | North Grid | Duval | 2019-02-06 | 2019-02-06 | JEA |  |  | 1
LS-004125 | 5171 Lake Shannon Dr | 240102 | North Grid | Duval | 2019-02-08 | 2019-02-08 | JEA |  |  | 1
LS-004126 | 95422 Creekville Dr | 240404 | Nassau Grid | Nassau | 2019-02-09 | 2019-02-09 | FPL |  |  | 1
LS-004127 | 490 Cameo Dr | 242660 | St Johns Grid | St Johns | 2019-02-10 | 2019-02-10 | FPL |  |  | 1
LS-004128 | 77021 Crosscut Way | 239780 | Nassau Grid | Nassau | 2019-02-09 | 2019-02-09 | FPL |  |  | 1
LS-004129 | 93066 Sandown Rd | 238484 | Nassau Grid | Nassau | 2019-02-09 | 2019-02-09 | FPL |  |  | 1
LS-004130 | 12074 Williamstown Dr | 255172 | St Johns Grid | St Johns | 2019-02-12 | 2019-02-12 | JEA |  |  | 1
LS-004131 | 9220 Big Horn Trail | 242004 | West Grid | Duval | 2019-02-26 | 2019-02-26 | JEA |  |  | 1
LS-004132 | 10644 ABBOT COVE DRIVE | 241044 | East Grid | Duval | 2019-02-27 | 2019-02-27 | JEA |  |  | 1
LS-004133 | 2371 SEA PALM AVENUE | 239140 | North Grid | Duval | 2019-02-28 | 2019-02-28 | JEA |  |  | 1
LS-004134 | 14605 Spring Light Circle | 250708 | North Grid | Duval | 2019-03-13 | 2019-03-13 | JEA |  |  | 1
LS-004135 | 13824 Hidden Oaks Ln | 236565 | South Grid | Duval | 2019-04-17 | 2019-04-17 | JEA |  |  | 1
LS-004136 | 1536 Sandy Creek Pkwy | 230740 | St Johns Grid | St Johns | 2018-03-19 | 2018-03-19 | FPL |  |  | 1
LS-004137 | 3312 Alta Lakes | 243285 | North Grid | Duval | 2019-03-21 | 2019-03-21 | JEA |  |  | 1
LS-004138 | 3685 Shiner Dr. | 243284 | North Grid | Duval | 2019-03-21 | 2019-03-21 | JEA |  |  | 1
LS-004139 | 13252 Air Coupe Rd. | 261252 | West Grid | Duval | 2019-04-03 | 2019-04-03 | JEA |  |  | 1
LS-004140 | 10871 Aventura Dr. | 242967 | South Grid | Duval | 2019-04-03 | 2019-04-03 | JEA |  |  | 2
LS-004141 | 14193 Phillips Hwy | 235924 | St Johns Grid | St Johns | 2018-11-21 | 2018-11-21 | JEA |  |  | 1
LS-004142 | 40 Shadow Cove | 246804 | St Johns Grid | St Johns | 2019-04-12 | 2019-04-12 | JEA |  |  | 1
LS-004143 | 8140 Merchant Way | 244564 | West Grid | Duval | 2019-04-17 | 2019-04-17 | JEA |  |  | 2
LS-004144 | 44 Old Cottage Dr. | 246196 | St Johns Grid | St Johns | 2019-04-22 | 2019-04-22 | FPL |  |  | 1
LS-004145 | 11046 Mandarin Perserve Dr. | 253252 | South Grid | Duval | 2019-04-22 | 2019-04-22 | JEA |  |  | 1
LS-004146 | 1702 Potsburg Point Dr. | 247124 | East Grid | Duval | 2019-04-30 | 2019-04-30 | JEA |  |  | 1
LS-004147 | 110 Antilla Way | 252293 | St Johns Grid | St Johns | 2019-05-12 | 2019-05-12 | JEA |  |  | 1
LS-004148 | 6460 Longleaf Branch Drive | 249109 | West Grid | Duval | 2019-05-17 | 2019-05-17 | JEA |  |  | 2
LS-004149 | 11178 Town View Dr. | 248452 | South Grid | Duval | 2019-05-17 | 2019-05-17 | JEA |  |  | 1
LS-004150 | 8908 Ruby Rd. | 250692 | South Grid | Duval | 2019-05-17 | 2019-05-17 | JEA |  |  | 1
LS-004151 | 5301 Dolphin Point Bv | 254903 | East Grid | Duval | 2019-05-24 | 2019-05-24 | JEA |  |  | 1
LS-004152 | 83780 Nether St | 259653 | Nassau Grid | Nassau | 2019-06-05 | 2019-06-05 | FPL |  |  | 1
LS-004154 | 12135 Wells C reek Pkwy | 247494 | St Johns Grid | St Johns | 2019-06-19 | 2019-06-19 | JEA |  |  | 2
LS-004155 | 13811 Brookwater Dr. | 248132 | St Johns Grid | St Johns | 2019-06-15 | 2019-06-15 | JEA |  |  | 1
LS-004156 | 96931 Slate Ct. | 252308 | Nassau Grid | Nassau | 2019-07-16 | 2019-07-16 | FPL |  |  | 1
LS-004157 | 1622 Shearwater Pkwy | 253588 | St Johns Grid | St Johns | 2019-07-16 | 2019-07-16 | FPL |  |  | 1
LS-004158 | 9646 Garden Street | 254532 | West Grid | Duval | 2019-07-26 | 2019-07-26 | JEA |  |  | 2
LS-004159 | 15686 Saddle Charger | 251332 | West Grid | Duval | 2019-07-26 | 2019-07-26 | JEA |  |  | 1
LS-004160 | 2519 Wisdom Ct | 261253 | West Grid | Duval | 2019-08-21 | 2019-08-21 | JEA |  |  | 1
LS-004161 | 76040 William Burgess Bv | 257108 | Nassau Grid | Nassau | 2019-09-10 | 2019-09-10 | FPL |  |  | 1
LS-004163 | 11861 Bardin Rd | 252932 | North Grid | Duval | 2019-09-10 | 2019-09-10 | JEA |  |  | 1
LS-004164 | 10192 Nala Ln | 253892 | North Grid | Duval | 2019-09-10 | 2019-09-10 | JEA |  |  | 1
LS-004165 | 8371 Meadow Walk Lane | 258052 | South Grid | Duval | 2019-09-16 | 2019-09-16 | JEA |  |  | 3
LS-004166 | 1000 Island Point Dr. | 1875 | North Grid | Duval | 2019-12-01 | 2019-12-01 | JEA |  |  | 1
LS-004167 | 77040 ROBERT WILLIAMS DR | 264452 | Nassau Grid | Nassau | 2019-11-02 | 2019-11-02 | FPL |  |  | 1
LS-004168 | 11422 MADELYNN DR | 268004 | South Grid | Duval | 2019-11-03 | 2019-11-03 | JEA |  |  | 1
LS-004169 | 13206 Spartina Grass Dr. | 262548 | North Grid | Duval | 2019-11-04 | 2019-11-04 | JEA |  |  | 1
LS-004170 | 85633 FALL RIVER PY | 257140 | Nassau Grid | Nassau | 2019-11-05 | 2019-11-05 | FPL |  |  | 1
LS-004171 | 11399 SQUARE ST | 260292 | South Grid | Duval | 2019-11-06 | 2019-11-06 | JEA |  |  | 2
LS-004172 | 409 Bartram Market Dr. | 262564 | St Johns Grid | St Johns | 2019-12-02 | 2019-12-02 | JEA |  |  | 1
LS-004173 | 10335 RIVERWALK CT | 255828 | North Grid | Duval | 2019-12-01 | 2019-12-01 | JEA |  |  | 1
LS-004174 | 97 WHITE CYPRESS DR | 266068 | St Johns Grid | Duval | 2019-12-01 | 2019-12-01 | JEA |  |  | 1
LS-004175 | 7736 POINT MEADOWS DR | 270532 | South Grid | Duval | 2019-12-01 | 2019-12-01 | JEA |  |  | 1
LS-004176 | 80 ANDESITE TL | 259972 | St Johns Grid | St Johns | 2019-12-01 | 2019-12-01 | FPL |  |  | 1
LS-004177 | 6656 Sandler Lakes Dr | 265092 | West Grid | Duval | 2020-04-28 | 2020-04-28 | JEA |  |  | 1
LS-004178 | 1966 CARTER LANDING BV | 265732 | West Grid | Duval | 2020-02-24 | 2020-02-24 | JEA |  |  | 1
LS-004179 | 9782 Fiddleback Ln | 267012 | West Grid | Duval | 2020-02-24 | 2020-02-24 | JEA |  |  | 1
LS-004180 | 10367 Silverbrook Tr | 270580 | South Grid | Duval | 2020-02-26 | 2020-02-26 | JEA |  |  | 1
LS-004181 | 326 WILDLIGHT AVE | 267332 | Nassau Grid | Nassau | 2020-02-24 | 2020-02-24 | FPL |  |  | 1
LS-004182 | 15593 WOODBURY DR | 262535 | West Grid | Duval | 2020-03-09 | 2020-03-09 | JEA |  |  | 1
LS-004183 | 2687 Ignition Drive | 263525 | North Grid | Duval | 2020-03-11 | 2020-03-11 | JEA |  |  | 1
LS-004184 | 250 Aralia Ln | 263846 | East Grid | Duval | 2020-03-18 | 2020-03-18 | JEA |  |  | 1
LS-004185 | 10236 Innovation Way | 264772 | South Grid | Duval | 2020-03-31 | 2020-03-31 | JEA |  |  | 1
LS-004186 | 9156 Westwick Ln | 267652 | East Grid | Duval | 2020-04-02 | 2020-04-02 | JEA |  |  | 1
LS-004188 | 59 Voysey Pl | 265412 | St Johns Grid | St Johns | 2020-04-20 | 2020-04-20 | FPL |  |  | 2
LS-004189 | 136 Frontier Square | 269924 | St Johns Grid | St Johns | 2020-04-20 | 2020-04-20 | FPL |  |  | 1
LS-004190 | 312 Bartram Ranch Blvd | 267669 | St Johns Grid | St Johns | 2020-05-05 | 2020-05-05 | FPL |  |  | 2
LS-004191 | 11205 KETTERING CROSSING DR | 277033 | South Grid | Duval | 2020-05-30 | 2020-05-30 | JEA |  |  | 1
LS-004192 | 11212 MARGARETS LANDING PL | 269588 | North Grid | Duval | 2020-05-30 | 2020-05-30 | JEA |  |  | 1
LS-004193 | 9925 REDFISH MARSH CR | 270564 | North Grid | Duval | 2020-05-30 | 2020-05-30 | JEA |  |  | 1
LS-004194 | 3661 SAN PABLO PY | 272180 | East Grid | Duval | 2020-05-30 | 2020-05-30 | JEA |  |  | 1
LS-004195 | 117 SCOTCH PEBBLE DR | 274756 | St Johns Grid | Duval | 2020-05-30 | 2020-05-30 | JEA |  |  | 1
LS-004196 | 86274 MAINLINE RD | 271220 | Nassau Grid | Nassau | 2020-05-26 | 2020-05-26 | FPL |  |  | 2
LS-004197 | 135 WATERVALE DR. | 270900 | St Johns Grid | St Johns | 2020-06-12 | 2020-06-12 | FPL |  |  | 1
LS-004198 | 1888 MAXINE BRANCH WY | 213268 | North Grid | Duval | 2020-07-06 | 2020-07-06 | JEA |  |  | 1
LS-004199 | 227 ANTHEM RIDGE DR | 275076 | St Johns Grid | St Johns | 2020-07-17 | 2020-07-17 | FPL |  |  | 1
LS-004200 | 5937 CREEKSIDE CROSSING DR | 273828 | West Grid | Duval | 2020-10-19 | 2020-10-19 | JEA |  |  | 1
LS-004201 | 7095 CAMFIELD LANDING DR | 275172 | West Grid | Duval | 2020-07-24 | 2020-07-24 | JEA |  |  | 1
LS-004202 | 2989 FARMALL DR | 272820 | North Grid | Duval | 2020-07-28 | 2020-07-28 | JEA |  |  | 1
LS-004203 | 985 Windley Dr | 272196 | St Johns Grid | St Johns | 2020-08-17 | 2020-08-17 | FPL |  |  | 1
LS-004204 | 70 Hasu Rd. | 273844 | St Johns Grid | Duval | 2020-08-17 | 2020-08-17 | JEA |  |  | 1
LS-004205 | 75468 Estuary Way | 273460 | Nassau Grid | Nassau | 2020-08-21 | 2020-08-21 | FPL |  |  | 4
LS-004206 | 324 SILKGRASS PLACE | 277036 | St Johns Grid | St Johns | 2020-09-08 | 2020-09-08 | FPL |  |  | 1
LS-004207 | 408 Annies Lane | 271540 | North Grid | Duval | 2020-10-22 | 2020-10-22 | JEA |  |  | 1
LS-004208 | 84695 Fall River Pkwy | 277030 | Nassau Grid | Nassau | 2020-10-23 | 2020-10-23 | FPL |  |  | 1
LS-004209 | 179 Rivertown Shoppes Dr. | 219364 | St Johns Grid | St Johns | 2020-11-24 | 2020-11-24 | FPL |  |  | 1
LS-004210 | 290 Purus Way | 277038 | St Johns Grid | St Johns | 2020-11-24 | 2020-11-24 | FPL |  |  | 1
LS-004211 | 5208 SAWMILL POINT WAY | 224932 | West Grid | Duval | 2020-12-04 | 2020-12-04 | JEA |  |  | 1
LS-004212 | 12783 LAUREL BAY DR | 217767 | East Grid | Duval | 2020-12-11 | 2020-12-11 | JEA |  |  | 1
LS-004213 | 11394 OYSTER CREEK RD | 222996 | North Grid | Duval | 2021-01-05 | 2021-01-05 | JEA |  |  | 1
LS-004214 | 9189 OPEN FIELD RD | 222004 | West Grid | Duval | 2020-12-04 | 2020-12-04 | JEA |  |  | 1
LS-004215 | 1550 PANTHER LAKE PY | 226212 | West Grid | Duval | 2020-12-04 | 2020-12-04 | JEA |  |  | 1
LS-004216 | 4687 Clapboard Crossing Way | 222676 | North Grid | Duval | 2021-02-10 | 2021-02-10 | JEA |  |  | 1
LS-004217 | 290 Sand Harbor Drive | 229845 | St Johns Grid | St Johns | 2021-03-30 | 2021-03-30 | FPL |  |  | 1
LS-004218 | 932 Rotary Rd | 225252 | East Grid | Duval | 2021-03-28 | 2021-03-28 | JEA |  |  | 1
LS-004219 | 438 Meadow Creek Dr. | 222036 | St Johns Grid | St Johns | 2021-03-29 | 2021-03-29 | FPL |  |  | 1
LS-004220 | 1708 Enclave Rd | 223668 | East Grid | Duval | 2021-04-01 | 2021-04-01 | JEA |  |  | 1
LS-004221 | 8233 Victory Crossing Bv | 222052 | West Grid | Duval | 2021-04-01 | 2021-04-01 | JEA |  |  | 1
LS-004222 | 2159 SHEARWATER PARKWAY | 277051 | St Johns Grid | St Johns | 2021-04-26 | 2021-04-26 | FPL |  |  | 2
LS-004223 | 75426 Harvester Street | 224308 | Nassau Grid | NaSSAU | 2021-04-26 | 2021-04-26 | FPL |  |  | 1
LS-004224 | 5343 Wabash Blve | 277044 | West Grid | Duval | 2021-04-25 | 2021-04-25 | JEA |  |  | 1
LS-004225 | 13510 Holsinger Blvd | 226532 | St Johns Grid | St Johns | 2021-04-30 | 2021-04-30 | JEA |  |  | 1
LS-004226 | 1910 ALLEGIANCE PL | 284077 | West Grid | Duval | 2021-05-01 | 2021-05-01 | JEA |  |  | 1
LS-004227 | 13053 PALMETTO BLUFF DR | 281924 | East Grid | Duval | 2021-05-02 | 2021-05-02 | JEA |  |  | 1
LS-004229 | 314 Harper Lane | 278292 | St Johns Grid | St Johns | 2021-05-04 | 2021-05-04 | JEA |  |  | 1
LS-004230 | 12260 Gillespie Ave | 282132 | North Grid | Duval | 2021-06-22 | 2021-06-22 | JEA |  |  | 1
LS-004231 | 409 Stillwater Blvd | 282469 | St Johns Grid | St Johns | 2021-06-22 | 2021-06-22 | JEA |  |  | 1
LS-004232 | 14604 Lattice Ct | 284076 | North Grid | Duval | 2021-06-29 | 2021-06-29 | JEA |  |  | 1
LS-004233 | 59 Potters Mill Tr | 281812 | St Johns Grid | St Johns | 2021-06-29 | 2021-06-29 | FPL |  |  | 1
LS-004234 | 161 Spinner Dr. | 281813 | St Johns Grid | St Johns | 2021-06-29 | 2021-06-29 | FPL |  |  | 1
LS-004235 | 7808 Driggers St | 284075 | West Grid | Duval | 2021-06-29 | 2021-06-29 | JEA |  |  | 1
LS-004236 | 11328 Newtonian Bv | 282500 | South Grid | Duval | 2021-06-30 | 2021-06-30 | JEA |  |  | 1
LS-004237 | 16683 Cody Creek Ct | 283412 | North Grid | Duval | 2021-08-23 | 2021-08-23 | JEA |  |  | 1
LS-004238 | 424 Burbank Ave. | 284074 | St Johns Grid | St Johns | 2021-08-23 | 2021-08-23 | JEA |  |  | 2
LS-004239 | 1400 Tan Tara Tr | 284073 | West Grid | Duval | 2021-08-26 | 2021-08-26 | JEA
LS-004240 | 330 Floco Av | 284072 | Nassau Grid | Nassau | 2021-09-14 | 2021-09-14 | FPL |  |  | 1
LS-004241 | 452 Cherry Ridge Dr | 284071 | West Grid | Clay | 2021-10-07 | 2021-10-07 | CLAY E |  |  | 1
LS-004242 | 4965 Waning Way | 284070 | South Grid | Duval | 2021-10-25 | 2021-10-25 | JEA |  |  | 1
LS-004243 | 13591 Brookwater Dr. | 284069 | St Johns Grid | Duval | 2021-11-04 | 2021-11-04 | JEA |  |  | 1
LS-004244 | 2189 Hudson Grove Dr | 284068 | North Grid | Duval | 2021-11-04 | 2021-11-04 | JEA |  |  | 1
LS-004245 | 10481 Anthem Wy | 284067 | South Grid | Duval | 2021-12-01 | 2021-12-01 | JEA |  |  | 1
LS-004246 | 225 Valley Falls | 283764 | St Johns Grid | Duval | 2021-12-01 | 2021-12-01 | JEA
LS-004247 | 13095 HOLSINGER BV | 284066 | St Johns Grid | Duval | 2022-03-01 | 2022-03-01 | JEA
LS-004248 | 372 SAINT ELIZABETH WY | 284065 | St Johns Grid | Duval | 2022-03-02 | 2022-03-02 | JEA
LS-004249 | 9878 Filament Bv | 284078 | South Grid | Duval | 2022-03-15 | 2022-03-15 | JEA |  |  | 1?
LS-004250 | 11245 Assembly St | 284084 | South Grid | Duval | 2022-03-16 | 2022-03-16 | JEA |  |  | 1
LS-004251 | 2293 Kistlers Ridge Wy | 285013 | West Grid | Duval | 2022-04-01 | 2022-04-01 | JEA
LS-004252 | 1071 Brown Bear Run | 285012 | St Johns Grid | St Johns | 2022-04-01 | 2022-04-01 | FPL |  |  | 1
LS-004253 | 6349 MORNING BLUFF DR | 286004 | WEST | Duval | 2022-05-01 | 2022-05-01 | JEA |  |  | 1
LS-004254 | 3771 SPRING GARDEN CT | 286629 | South Grid | Duval | 2022-05-06 | 2022-05-06 | JEA |  |  | 1
LS-004255 | 151 JULBILEE CIRCLE | 286628 | Nassau Grid | Nassau | 2022-05-06 | 2022-05-06 | FPL |  |  | 1
LS-004256 | 87 Pasadena Dr | 286613 | St Johns Grid | St Johns | 2022-05-10 | 2022-05-10 | FPL |  |  | 1
LS-004257 | 237 TERRAPIN CT | 286948 | NORTH | Duval | 2022-06-01 | 2022-06-01 | JEA |  |  | 1
LS-004258 | 10503 FLORENCE JEAN DR | 286949 | SOUTH | Duval | 2022-06-02 | 2022-06-02 | JEA |  |  | 1
LS-004259 | 9833 CRAVEN RD | 288980 | SOUTH | Duval | 2022-06-03 | 2022-06-03 | JEA |  |  | 1
LS-004260 | 26 ROSEMONT DR | 287252 | ST JOHNS | St Johns | 2022-06-04 | 2022-06-04 | FPL |  |  | 1
LS-004261 | 2026 RIBAULT SCENIC DR | 287268 | NORTH | Duval | 2022-06-05 | 2022-06-05 | JEA |  |  | 2
LS-004262 | 65980 EDGEWATER DR | 287572 | NASSAU | Nassau | 2022-06-06 | 2022-06-06 | FPL |  |  | 1
LS-004263 | 29 Cypress Edge Drive | 288212 | St Johns Grid | St Johns | 2022-06-07 | 2022-06-07 | FPL |  |  | 2
LS-004264 | 1177 Stillwater Boulevard | 288852 | St Johns Grid | St Johns | 2022-06-08 | 2022-06-08 | FPL |  |  | 1
LS-004265 | 436 MATILDA LN | 288853 | East Grid | Duval | 2022-06-09 | 2022-06-09 | JEA |  |  | 2
LS-004266 | 166 Shell Ridge Lane | 288916 | St Johns Grid | St Johns | 2022-06-10 | 2022-06-10 | FPL |  |  | 1
LS-004267 | 9731 TROUT TIDDES BV | 288932 | North Grid | Duval | 2022-06-11 | 2022-06-11 | JEA |  |  | 1
LS-004268 | 8299 HELMSLEY BV | 288933 | North Grid | Duval | 2022-06-12 | 2022-06-12 | JEA |  |  | 2
LS-004269 | 5211 LACEBARK PINE LA | 288884 | South Grid | Duval | 2022-06-13 | 2022-06-13 | JEA |  |  | 2
LS-004270 | 208 Peace River Road | 289188 | St Johns Grid | St Johns | 2022-06-14 | 2022-06-14 | FPL |  |  | 1
LS-004271 | 11790 Abess Blvd | 289204 | East Grid | Duval | 2022-08-24 | 2022-08-24 | JEA |  |  | 2
LS-004272 | 131 Tracker Street | 289622 | St Johns Grid | St Johns | 2022-08-29 | 2022-08-29 | FPL |  |  | 1
LS-004273 | 2410 Sapp Road | 289631 | North Grid | Duval | 2022-09-01 | 2022-09-01 | JEA |  |  | 1
LS-004274 | 95421 Katherine Street | 293231 | NASSAU | Nassau | 2022-11-03 | 2022-11-03 | FPL
LS-004275 | 3766 JONES ROAD | 296432 | West Grid | Duval | 2022-12-21 | 2022-12-21 | JEA |  |  | 1
LS-004276 | 292 A1A N | 298433 | St Johns Grid | St Johns | 2022-12-29 | 2022-12-29 | FPL |  |  | 1
LS-004277 | 11229 DOMAIN DRIVE | 298434 | South Grid | Duval | 2023-01-19 | 2023-01-19 | JEA |  |  | 2
LS-004278 | 104 BEE BALM LANE | 301633 | St Johns Grid | St Johns | 2023-01-20 | 2023-01-20 | FPL |  |  | 1
LS-004279 | 213 WAMBAW DRIVE | 301635 | St Johns Grid | St Johns | 2023-02-01 | 2023-02-01 | FPL |  |  | 1
LS-004280 | 257 STORYBOOK POINT | 301634 | St Johns Grid | St Johns | 2023-01-20 | 2023-01-20 | FPL |  |  | 1
LS-004281 | 12921 DUVAL ROAD | 302433 | North Grid | Duval | 2023-01-25 | 2023-01-25 | JEA |  |  | 1
LS-004282 | 1511 Zoo Parkway | 304433 | North Grid | Duval | 2023-02-13 | 2023-02-13 | JEA |  |  | 1
LS-004283 | 7766 Copper Ridge Rd. | 304833 | West Grid | Duval | 2023-02-14 | 2023-02-14 | JEA
LS-004284 | 519 Palm Crest Dr | 305233 | St Johns Grid | St Johns | 2023-02-15 | 2023-02-15 | FPL |  |  | 1
LS-004285 | 155 East Peyton Prkwy | 304033 | St Johns Grid | St Johns | 2022-10-03 | 2022-10-03 | FPL |  |  | 3
LS-004286 | 9909 Pritchard Rd. | 306833 | West Grid | Duval | 2023-02-24 | 2023-02-24 | JEA |  |  | 1
LS-004287 | 160 Beachwalk Shores Drive | 309633 | St Johns Grid | St Johns | 2023-04-15 | 2023-04-15 | JEA |  |  | 2
LS-004288 | 12488 Russian Olive Rd | 309634 | North Grid | Duval | 2023-04-15 | 2023-04-15 | JEA |  |  | 2
LS-004289 | 450 CURVED BAY TRAIL | 310433 | St Johns Grid | St Johns | 2023-04-15 | 2023-04-15 | FPL |  |  | 1
LS-004290 | 5681 Hollow Birch Drive | 311233 | West Grid | Duval | 2023-04-15 | 2023-04-15 | JEA |  |  | 2
LS-004291 | 2553 SADLER TRACE WAY | 312433 | West Grid | Duval | 2023-04-18 | 2023-04-18 | JEA |  |  | 1
LS-004292 | 677 WILDLIGHT AVENUE | 312434 | Nassau Grid | Nassau | 2023-04-15 | 2023-04-15 | FPL
LS-004293 | 75572 Bridgewater Drive | 312834 | Nassau Grid | Nassau | 2023-06-01 | 2023-06-01 | FPL |  |  | 1
LS-004294 | 110063 Isotope Ct. | 312033 | South Grid | Duval | 2023-06-01 | 2023-06-01 | JEA |  |  | 1
LS-004295 | 5721 JACKS ROAD | 313233 | West Grid | Duval | 2023-06-01 | 2023-06-01 | JEA |  |  | 1
LS-004297 | 927 CEDAR SLOUGH DRIVE | 314433 | West Grid | Duval | 2023-05-04 | 2023-05-04 | JEA |  |  | 2
LS-004298 | 3512 INDIGO DRIVE | 315633 | East Grid | Duval | 2023-06-01 | 2023-06-01 | JEA |  |  | 1
LS-004299 | 181 SIENNA PALM DR | 316833 | St Johns Grid | St Johns | 2023-06-01 | 2023-06-01 | FPL |  |  | 1
LS-004300 | 1860 Stillwater Boulevard | 319633 | St Johns Grid | St Johns | 2023-06-09 | 2023-06-09 | JEA |  |  | 1
LS-004301 | 5812 Greta Court | 321233 | North Grid | Duval | 2023-06-21 | 2023-06-21 | JEA |  |  | 1
LS-004302 | 10757 Waterfield Road | 321234 | West Grid | Duval | 2023-06-21 | 2023-06-21 | JEA |  |  | 1
LS-004303 | 85025 Sandy Ridge Loop | 323233 | Nassau Grid | NaSSAU | 2023-06-26 | 2023-06-26 | FPL |  |  | 1
LS-004304 | 160 Seaforth Drive | 325633 | St Johns Grid | St Johns | 2023-07-18 | 2023-07-18 | FPL |  |  | 2
LS-004305 | 135 Crosstown Boulevard | 325233 | Nassau | NaSSAU | 2023-07-19 | 2023-07-19 | FPL
LS-004306 | 3202 Fiera Vista Drive | 323633 | East Grid | Duval | 2023-07-20 | 2023-07-20 | JEA |  |  | 1
LS-004307 | 30 Baywinds Court | 326003 | St Johns Grid | St Johns | 2023-08-01 | 2023-08-01 | FPL
LS-004308 | 475 Clark Road | 326034 | North Grid | Duval | 2023-07-26 | 2023-07-26 | JEA |  |  | 1
LS-004309 | 9036 Alpine Aster Road | 327233 | South Grid | Duval | 2023-08-04 | 2023-08-04 | JEA |  |  | 1
LS-004310 | 24 HARD PINE TRAIL | 316576 | St Johns Grid | St Johns | 2023-08-14 | 2023-08-14 | FPL |  |  | 1
LS-004311 | 85 Brazil Nut Circle | 316552 | North Grid | Duval | 2023-08-18 | 2023-08-18 | JEA |  |  | 2
LS-004312 | 12402 Grand Pine Dr. | 331233 | East Grid | Duval | 2023-08-17 | 2023-08-17 | JEA |  |  | 2
LS-004313 | 5450 Morse Ave | 316575 | West Grid | Duval | 2023-08-22 | 2023-08-22 | JEA |  |  | 2
LS-004314 | 117 BOULDER LANE | 316565 | St Johns Grid | Duval | 2023-09-12 | 2023-09-12 | JEA |  |  | 1
LS-004315 | 6850 Mirage Street | 316479 | West Grid | Duval | 2023-08-23 | 2023-08-23 | JEA |  |  | 1
LS-004316 | 175 PALOMAR DRIVE | 336833 | St Johns Grid | St Johns | 2023-09-12 | 2023-09-12 | FPL
LS-004317 | 1391 HIGH FALLS DRIVE | 336033 | West Grid | Duval | 2023-10-11 | 2023-10-11 | JEA |  |  | 1
LS-004318 | 11761 STILLWOOD PINES BOULEVARD | 337633 | South Grid | Duval | 2023-09-14 | 2023-09-14 | JEA
LS-004319 | 14082 HYATT ROAD | 337638 | North Grid | Duval | 2023-09-15 | 2023-09-15 | JEA |  |  | 1
LS-004320 | 1661 RIBAULT SCENIC DRI | 338033 | North Grid | Duval | 2023-09-17 | 2023-09-17 | JEA
LS-004321 | 280 Accolade Av | 338433 | St Johns Grid |  | 2023-10-01 | 2023-10-01 | FPL
LS-004322 | 8518 BELFORT LANDING | 340433 | South Grid | Duval | 2023-10-03 | 2023-10-03 | JEA |  |  | 1
LS-004323 | 442 Palm Valley Rd | 340033 | St Johns Grid | St Johns | 2023-07-01 | 2023-07-01 | JEA |  |  | 1
LS-004324 | 6811 Myrtle Oaks Road | 342833 | North Grid | Duval | 2023-10-31 | 2023-10-31 | JEA
LS-004325 | 12706 WHELAN AVENUE | 343233 | North Grid | Duval | 2023-10-31 | 2023-10-31 | JEA |  |  | 1
LS-004326 | 10450 BENSON LAKE DR | 322833 | West Grid | Duval | 2023-11-01 | 2023-11-01 | JEA
LS-004327 | 4640 Lusso Lane |  | East Grid | Duval | 2023-12-06 | 2023-12-06 | JEA |  |  | 1
LS-004328 | 98 Bay Lake Drive | 345634 | St Johns Grid | St Johns | 2023-11-28 | 2023-11-28 | FPL |  |  | 2
LS-004329 | 12607 Percy Creek Drive | 345234 | North Grid | Duval | 2023-12-19 | 2023-12-19 | JEA |  |  | 1
LS-004330 | 1015 EAST PEYTON PARKWAY | 346835 | St Johns Grid | Duval | 2024-03-21 | 2024-03-21 | JEA |  |  | 2
LS-004331 | 5420 Tellaro Lane | 347634 | West Grid | Duval | 2023-12-15 | 2023-12-15 | JEA |  |  | 1
LS-004332 | 6804 Golden Monarch Avenue | 347635 | South Grid | Duval | 2022-12-18 | 2022-12-18 | JEA |  |  | 2
LS-004334 | 12273 PARKLAND VIEW LANE | 348434 | North Grid | Duval | 2024-01-11 | 2024-01-11 | JEA |  |  | 1
LS-004335 | 118 PINE CHASE WAY | 351235 | St Johns Grid | St Johns | 2024-01-09 | 2024-01-09 | FPL |  |  | 1
LS-004336 | 5425 BARTRAM COMMONS DRIVE | 349234 | St Johns Grid | Duval | 2024-01-09 | 2024-01-09 | JEA |  |  | 2
LS-004337 | 127 SEAPORT BREEZE ROAD | 349235 | St Johns Grid | St Johns | 2024-01-02 | 2024-01-02 | JEA |  |  | 2
LS-004338 | 5825 ROBITZSCH LANE | 354435 | West Grid | Duval | 2024-01-12 | 2024-01-12 | JEA
LS-004339 | 34 OAK PARK DRIVE | 351234 | St Johns Grid | St Johns | 2024-01-17 | 2024-01-17 | FPL |  |  | 1
LS-004340 | 9375 LATIGIO LANE | 350834 | West Grid | Duval | 2024-01-26 | 2024-01-26 | JEA |  |  | 2
LS-004341 | 444 WILDWORKS AVENUE | 352434 | Nassau Grid | Nassau | 2024-02-21 | 2024-02-21 | FPL |  |  | 2
LS-004342 | 336 GAP CREEK DRIVE | 346835 | St Johns Grid | Duval | 2024-03-20 | 2024-03-20 | JEA |  |  | 1
LS-004343 | 1757 GOLD STAR FAMILY PARKWAY | 359244 | North Grid | Duval | 2024-04-03 | 2024-04-03 | JEA |  |  | 3
LS-004344 | 81 EDDINGTON WAY | 360844 | St Johns Grid | St Johns | 2024-04-03 | 2024-04-03 | FPL |  |  | 1
LS-004345 | 5305 BRIAR PATCH PL | 360444 | West Grid | Duval | 2024-04-12 13:25 | 2024-04-12 13:25 | JEA |  |  | 1
LS-004346 | 6450 CAMPHOR LAUREL LN | 361644 | North Grid | Duval | 2024-04-17 07:37 | 2024-04-17 07:37 | JEA |  |  | 1
LS-004347 | 14101 WIND ROW DR | 362044 | South Grid | Duval | 2024-04-22 07:27 | 2024-04-22 07:27 | JEA
LS-004348 | 5540 TARSUS CT | 362444 | East Grid | Duval | 2024-04-22 14:39 | 2024-04-22 14:39 | JEA |  |  | 1
LS-004349 | 75425 DRIFTWOOD CT | 363244 | Nassau Grid | Nassau | 2024-05-01 09:53 | 2024-05-01 09:53 | FPL |  |  | 1
LS-004350 | 6877 SKINNER CENTURY LN | 364044 | South Grid | Duval | 2024-05-21 15:00 | 2024-05-21 15:00 | JEA |  |  | 1
LS-004351 | 8132 HORSEBIT CR | 637645 | West Grid | Duval | 2024-06-07 15:08 | 2024-06-07 15:08 | JEA
LS-004352 | 12512 DURBANS POINT PL | 366444 | North Grid | Duval | 2024-06-10 07:49 | 2024-06-10 07:49 | JEA |  |  | 1
LS-004353 | 840 HEALTHWALK WY | 367644 | East Grid | Duval | 2024-06-12 07:42 | 2024-06-12 07:42 | JEA |  |  | 2
LS-004354 | 14293 EPPLY DR | 368444 | North Grid | Duval | 2024-06-17 07:29 | 2024-06-17 07:29 | JEA
LS-004355 | 96736 BLACKROCK COVE WY | 369644 | Nassau Grid | Nassau | 2024-06-24 11:39 | 2024-06-24 11:39 | FPL
LS-004356 | 8206 HAWKES MEADOW DR | 370044 | West Grid | Duval | 2024-07-01 07:37 | 2024-07-01 07:37 | JEA |  |  | 1
LS-004357 | 7303 QUEENSGATE CR | 370844 | North Grid | Duval | 2024-07-16 13:57 | 2024-07-16 13:57 | JEA |  |  | 1
LS-004358 | 86 REFLECTIONS AV | 371244 | St Johns Grid | St Johns | 2024-07-18 13:50 | 2024-07-18 13:50 | FPL
LS-004359 | 96382 STILLPOINT WY | 372844 | Nassau Grid | Nassau | 2024-08-01 09:45 | 2024-08-01 09:45 | FPL |  |  | 1
LS-004360 | 7811 GREATFORD WY | 373644 | North Grid | Duval | 2024-08-06 14:32 | 2024-08-06 14:32 | JEA |  |  | 1
LS-004361 | 11847 ROBERT MASTERS BV | 374044 | North Grid | Duval | 2024-08-15 | 2024-08-15 | JEA |  |  | 1
LS-004362 | 4351 HEMLOCK ST | 374444 | North Grid | Duval | 2024-07-07 | 2024-07-07 | JEA
LS-004363 | 322 LUMINOUS AVENUE | 380444 | St Johns Grid | St Johns | 2024-10-20 | 2024-10-20 | FPL
LS-004364 | 9110 HARMONIOUS LN | 381244 | West Grid | Duval | 2024-10-28 | 2024-10-28 | JEA |  |  | 1
LS-004365 | 592 CLAIBORNE LANE | 382444 | St Johns Grid | St Johns | 2024-10-29 | 2024-10-29 | FPL
LS-004366 | 8574 LILIAS CR | 383244 | West Grid | Duval | 2024-11-06 10:54 | 2024-11-06 10:54 | JEA |  |  | 1
LS-004367 | 405 KINGBIRD DR | 383644 | St Johns Grid | St Johns | 2024-11-06 12:42 | 2024-11-06 12:42 | FPL |  |  | 1
LS-004368 | 750 CAIDEN DR | 386444 | St Johns Grid | St Johns | 2024-12-05 15:49 | 2024-12-05 15:49 | FPL |  |  | 1
LS-004369 | 436 OAKMOSS DR | 386445 | St Johns Grid | St Johns | 2024-12-09 13:44 | 2024-12-09 13:44 | FPL |  |  | 1
LS-004370 | 658 JUNIPER HILLS DR | 389644 | St Johns Grid | St Johns | 2025-01-07 14:47 | 2025-01-07 14:47 | FPL |  |  | 1
LS-004371 | 6317 MARE AV | 392445 | West Grid | Duval | 2025-01-13 14:54 | 2025-01-13 14:54 | JEA |  |  | 1
LS-004372 | 5199 CONFERENCE DR | 395645 | West Grid | Duval | 2025-01-30 15:39 | 2025-01-30 15:39 | JEA
LS-004373 | 1013 DEL WEBB PY | 396045 | Nassau Grid | Nassau | 2025-02-04 15:36 | 2025-02-04 15:36 | FPL |  |  | 1
LS-004374 | 744 SAILOR GROVE LA | 396845 | West Grid | Duval | 2025-02-10 15:51 | 2025-02-10 15:51 | JEA |  |  | 1
LS-004375 | 141 HEADSTREAM DR | 398845 | St Johns Grid | St Johns | 2025-03-04 15:09 | 2025-03-04 15:09 | FPL |  |  | 1
LS-004376 | 5802 VICTORIA CREEL LN | 404045 | North Grid | Duval | 2025-05-05 14:03 | 2025-05-05 14:03 | JEA
LS-004377 | 13500 AIR COUPE RD | 403646 | West Grid | Duval | 2025-04-28 07:22 | 2025-04-28 07:22 | JEA |  |  | 1
LS-004378 | 8699 ELMO LN | 403647 | West Grid | Duval | 2025-04-28 14:46 | 2025-04-28 14:46 | JEA |  |  | 1
LS-004379 | 504 LINGER LONGER AV | 404445 | Nassau Grid | Nassau | 2025-04-29 09:29 | 2025-04-29 09:29 | FPL
LS-004380 | 1331 JEWELSTONE | 405245 | West Grid | Duval | 2025-05-05 15:23 | 2025-05-05 15:23 | JEA
LS-004381 | 902 EGRET BRANCH WAY | 406045 | North Grid | Duval | 2025-05-07 | 2025-05-07 | JEA
VAC-000001 | 2732 SCOTT MILL LANE | 80418 | South Grid | Duval | 2008-10-06 | 2008-10-06 | JEA |  |  | 4
VAC-000002 | 1202 BUNKER HILL BV | 111156 | North Grid | Duval | 2008-11-04 | 2008-11-04 | JEA |  |  | 4
VAC-000003 | 253 A1A | 54801 | St Johns Grid | Duval | 2004-08-11 | 2004-08-11 | FPL |  |  | 4
VAC-000004 | 130 METZ STREET | 110838 | East Grid | Duval | 2009-10-08 | 2009-10-08 | JEA |  |  | 4
VAC-000005 | 1108 BARNWELL RD | 72143 | Nassau Grid | Nassau | 2006-08-02 | 2006-08-02 | FPL |  |  | 4
Formulas:
Year of Install = [Best Estimate of Install Date of Station]

## piwebapi_edit
Asset ID | Location Address | JEA GIS Object ID | Sewer Maintenance District | County | Best Estimate of Install Date of Station | Year of Install | Electrical Supplier | JEA Actual ADF (GPD) | JEA Design PHF (GPM) | PS Class
BPS-000639 | 2740 CR 210 | 205269 | St Johns Grid | St Johns | 2016-11-02 | 2016-11-02 | JEA |  |  | 4
BPS-001645 | 4193 OLDFIELD CROSSING | 1729 | South Grid | Duval | 2017-01-20 | 2017-01-20 | JEA |  |  | 4
BPS-001950 | 4241 SAN CLERC | 16966 | South Grid | Duval | 2012-08-22 | 2012-08-22 | JEA |  |  | 4
BPS-002867 | 8617 WESTERN WAY | 204646 | South Grid | Duval | 2005-06-30 | 2005-06-30 | JEA |  |  | 4
BPS-003387 | 106 TWIN CREEKS Dr | 55153 | St Johns Grid | Duval | 2007-12-04 | 2007-12-04 | JEA |  |  | 4
BPS-004153 | 6850 Energy Center Drive | 256468 | South Grid | Duval | 2019-06-19 | 2019-06-19 | JEA |  |  | 4
BPS-004187 | 7806 RAMPART RD | 277052 | West Grid | Duval | 2021-01-01 | 2021-01-01 | JEA |  |  | 4
BPS-004228 | 10477 BRADLEY RD BOOSTER | 1329 | East Grid | Duval | 2021-05-03 | 2021-05-03 | JEA |  |  | 4
BPS-004296 | 3742 ROBENA ROAD | 315233 | North Grid | Duval | 2023-06-01 | 2023-06-01 | JEA |  |  | 4
BPS-004333 | 85008 ART WILSON LN | 354434 | Nassau Grid | Nassau | 2024-02-28 | 2024-02-28 | FPL |  |  | 4
LS-000001 | 12770 1ST ST | 1907 | North Grid | Duval | 1970-01-01 | 1970-01-01 | JEA | 3800.0027 | 391.9503 | 1
LS-000002 | 2580 1ST ST W | 54481 | North Grid | Duval | 1950-01-01 | 1950-01-01 | JEA | 679.3048 | 178.6954 | 1
LS-000004 | 1999 30TH ST W | 1983 | North Grid | Duval | 1997-01-01 | 1997-01-01 | JEA | 8305.0375 | 139.4156 | 1
LS-000005 | 94 32ND ST E | 1298 | North Grid | Duval | 1995-01-01 | 1995-01-01 | JEA | 158687.7353 | 707.4743 | 4
LS-000006 | 1870 41ST ST W | 1804 | North Grid | Duval | 1988-01-01 | 1988-01-01 | JEA | 111175.1081 | 1009.4588 | 3
LS-000007 | 1646 45TH ST W | 54482 | North Grid | Duval | 1960-01-01 | 1960-01-01 | JEA | 37275.1951 | 416.1373 | 2
LS-000013 | 2809 5TH ST W | 1941 | North Grid | Duval | 1958-01-01 | 1958-01-01 | JEA |  |  | 4
LS-000014 | 5233 5TH ST W | 1940 | West Grid | Duval | 1954-01-01 | 1954-01-01 | JEA |  |  | 4
LS-000017 | 239 68TH ST W | 1534 | North Grid | Duval | 1980-01-01 | 1980-01-01 | JEA | 4148.0654 | 161.8487 | 1
LS-000018 | 7200 AC SKINNER PY | 1710 | South Grid | Duval | 1983-01-01 | 1983-01-01 | JEA |  |  | 4
LS-000019 | 5640 101ST ST | 1252 | West Grid | Duval | 1950-01-01 | 1950-01-01 | JEA | 24964.525 | 87.9381 | 1
LS-000023 | MAGNOLIA VALLEY DR. 5097 | 85617 | West Grid | Duval | 2009-12-15 | 2009-12-15 | JEA | 8526.1175 | 334.9059 | 1
LS-000026 | 6650 103RD ST | 26881 | West Grid | Duval | 1990-02-23 | 1990-02-23 | JEA | 5872.579 | 164.9123 | 1
LS-000033 | 7960 103RD ST | 1286 | West Grid | Duval | 1987-01-01 | 1987-01-01 | JEA | 13355.8738 | 116.9885 | 1
LS-000034 | 9380 103RD ST | 1656 | West Grid | Duval | 2001-01-01 | 2001-01-01 | JEA | 9962.3103 | 58.3573 | 1
LS-000039 | 9902 103RD ST | 1655 | West Grid | Duval | 1994-01-01 | 1994-01-01 | JEA | 78098.7784 | 795.6598 | 2
LS-000045 | 5104 118TH ST | 1256 | West Grid | Duval | 1972-01-01 | 1972-01-01 | JEA |  |  | 4
LS-000047 | 5823 118TH ST | 12161 | West Grid | Duval | 2003-08-13 | 2003-08-13 | JEA | 156740.52 | 401.4004 | 1
LS-000048 | 8350 118TH ST | 1562 | West Grid | Duval | 1999-10-08 | 1999-10-08 | JEA | 43395.5521 | 250.7129 | 1
LS-000057 | 3215 ABBEYFIELD LN | 1139 | East Grid | Duval | 1980-01-01 | 1980-01-01 | JEA | 77771.0832 | 431.7439 | 1
LS-000058 | 5180 ABEL LN | 1490 | West Grid | Duval | 1973-03-30 | 1973-03-30 | JEA | 19641.4884 | 322.9682 | 1
LS-000060 | 12733 ABESS BV | 1826 | East Grid | Duval | 1987-01-01 | 1987-01-01 | JEA |  |  | 4
LS-000063 | 8752 ACANTHUS DR | 1564 | West Grid | Duval | 1970-01-01 | 1970-01-01 | JEA | 225935.5686 | 445.3282 | 3
LS-000067 | 11933 ACOSTA RD | 1968 | South Grid | Duval | 1980-01-01 | 1980-01-01 | JEA | 10740.1923 | 359.7463 | 1
LS-000069 | 505 ADDOR LN | 1369 | West Grid | Duval | 1992-07-28 | 1992-07-28 | JEA | 1503.892 | 218.8651 | 1
LS-000070 | 9374 ADELAID DR | 2241 | West Grid | Duval | 2001-08-14 | 2001-08-14 | JEA | 103743.1926 | 398.7077 | 2
LS-000071 | 2844 ADELE RD | 2012 | South Grid | Duval | 1980-01-01 | 1980-01-01 | JEA | 11032.9073 | 33.8273 | 1
LS-000073 | 13650 AEROSPACE WAY | 89458 | West Grid | Duval | 1985-01-01 | 1985-01-01 | JEA | 595.6067 | 74.4206 | 1
LS-000074 | 125 AFTON LN | 1963 | St Johns Grid | Duval | 1998-09-01 | 1998-09-01 | JEA | 32722.4593 | 163.5841 | 1
LS-000075 | 10150 AGAVE RD | 1631 | East Grid | Duval | 1980-01-01 | 1980-01-01 | JEA | 406259.5926 | 2302.9151 | 2
LS-000076 | 10398 AGAVE RD | 1741 | East Grid | Duval | 1970-01-01 | 1970-01-01 | JEA | 18848.3923 | 123.2124 | 1
LS-000080 | AIRPORT STATION A RAMP | 29846 | North Grid | Duval | 2006-11-08 | 2006-11-08 | JEA | 22977.7686 | 74.8228 | 2
LS-000081 | 7039 ALACHUA AV | 1986 | West Grid | Duval | 1981-01-01 | 1981-01-01 | JEA |  |  | 4
LS-000082 | 11823 ALDEN RD | 1344 | East Grid | Duval | 2007-05-11 | 2007-05-11 | JEA | 63990.0314 | 163.134 | 1
LS-000083 | 12106 ALDEN RD | 1158 | East Grid | Duval | 1970-01-01 | 1970-01-01 | JEA | 12852.0672 | 362.408 | 1
LS-000085 | 12193 ALEXANDRA DR | 19856 | North Grid | Duval | 2005-06-09 | 2005-06-09 | JEA | 48355.3642 | 188.2125 | 1
LS-000086 | 11551 ALEXIS FOREST DR | 1624 | South Grid | Duval | 1990-01-01 | 1990-01-01 | JEA | 38929.0684 | 221.7068 | 1
LS-000088 | 907 ALIZON ST | 28897 | St Johns Grid | Duval | 2000-04-23 | 2000-04-23 | JEA | 37631.4937 | 473.1371 | 2
LS-000091 | 11524 ALTA DR | 2881 | North Grid | Duval | 2001-07-27 | 2001-07-27 | JEA | 50874.1114 | 538.9521 | 1
LS-000097 | 11009 ALUMNI WY | 2034 | South Grid | Duval | 1980-01-01 | 1980-01-01 | JEA | 67197.9771 | 518.4857 | 1
LS-000098 | 11220 ALUMNI WY | 1069 | South Grid | Duval | 1980-01-01 | 1980-01-01 | JEA | 208112.5153 | 527.656 | 2
LS-000099 | 4172 Eco Rd | 30660 | East Grid | Duval | 2005-01-21 | 2005-01-21 | JEA | 107447.0512 | 1318.9282 | 4
LS-000100 | 85111 Amaryllis Ct | 48721 | Nassau Grid | Nassau | 2007-08-29 | 2007-08-29 | FPL | 72641.3616 | 715.3459 | 2
LS-000103 | 95352 AMELIA CONCOURSE | 52257 | Nassau Grid | Nassau | 2005-08-04 | 2005-08-04 | FPL | 20375.001 | 275.9575 | 2
LS-000104 | 4172 ANDERSON WOODS DR | 21776 | North Grid | Duval | 2005-11-30 | 2005-11-30 | JEA | 11835.0854 | 132.3066 | 1
LS-000109 | 10922 APPLE BLOSSOM TL E | 11844 | North Grid | Duval | 2003-12-30 | 2003-12-30 | JEA | 14542.8147 | 122.528 | 1
LS-000110 | 8825 ARBOR BREEZE LN | 52944 | West Grid | Duval | 2007-02-01 | 2007-02-01 | JEA | 6843.9663 | 179.4445 | 1
LS-000111 | 11867 ARBOR LAKE DR | 31330 | East Grid | Duval | 1984-09-22 | 1984-09-22 | JEA | 4534.0497 | 45.9371 | 1
LS-000112 | 12026 ARBOR LAKE DR | 31297 | East Grid | Duval | 1984-06-22 | 1984-06-22 | JEA | 31454.3575 | 231.9667 | 1
LS-000113 | 1092 ARBOR LN | 54487 | East Grid | Duval | 2005-02-28 | 2005-02-28 | JEA |  |  | 1
LS-000114 | 9420 ARBOR OAK LN | 72173 | North Grid | Duval | 2005-08-16 | 2005-08-16 | JEA | 52904.9681 | 451.2119 | 2
LS-000116 | 6491 ARGYLE FOREST BV | 1118 | West Grid | Duval | 1980-01-01 | 1980-01-01 | JEA | 139898.2034 | 729.928 | 2
LS-000118 | 7663 ARGYLE FOREST BV | 1792 | West Grid | Duval | 1988-01-01 | 1988-01-01 | JEA | 266416.0323 | 1935.9738 | 2
LS-000119 | 8104 ARGYLE FOREST BV | 1514 | West Grid | Duval | 1970-01-01 | 1970-01-01 | JEA |  |  | 4
LS-000120 | 9526 ARGYLE FOREST BV | 41697 | West Grid | Duval | 2003-10-07 | 2003-10-07 | JEA | 24544.8076 | 354.6924 | 1
LS-000122 | 6912 ARLEX DR S | 27953 | East Grid | Duval | 1958-09-10 | 1958-09-10 | JEA | 3695.6994 | 21.8937 | 1
LS-000123 | 1090 ARLINGTON RD | 39090 | East Grid | Duval | 1977-09-06 | 1977-09-06 | JEA | 17401.6222 | 90.2663 | 1
LS-000130 | 6233 ARLINGTON XWAY | 36881 | East Grid | Duval | 1971-08-06 | 1971-08-06 | JEA | 2634.5869 | 129.5417 | 1
LS-000132 | 7528 ARLINGTON XY | 39121 | East Grid | Duval | 1989-08-31 | 1989-08-31 | JEA | 29977.0291 | 126.9912 | 1
LS-000133 | 7837 ARLINGTON XY | 34817 | East Grid | Duval | 1967-11-01 | 1967-11-01 | JEA | 27566.2082 | 180.3073 | 1
LS-000134 | 8052 ARLINGTON XY | 36785 | East Grid | Duval | 1972-04-13 | 1972-04-13 | JEA | 34833.4254 | 166.2633 | 2
LS-000138 | 3194 ARMSDALE RD | 8004 | North Grid | Duval | 2002-09-19 | 2002-09-19 | JEA | 880.5399 | 42.3198 | 1
LS-000140 | 6661 ARROWROOT DR | 1793 | West Grid | Duval | 1970-01-01 | 1970-01-01 | JEA | 12047.3604 | 19.7816 | 1
LS-000147 | 9099 ARUNDELL WY | 1182 | South Grid | Duval | 1980-01-01 | 1980-01-01 | JEA | 44612.025 | 277.2152 | 2
LS-000148 | 10031 ASHFORD CROSSING | 1191 | South Grid | Duval | 1980-01-01 | 1980-01-01 | JEA | 5633.5912 | 292.7303 | 1
LS-000149 | 4894 ASHLEY MANOR WY | 14731 | East Grid | Duval | 1989-10-25 | 1989-10-25 | JEA | 31573.3542 | 278.3429 | 1
LS-000153 | 10065 ATLANTIC BV | 1871 | East Grid | Duval | 2001-03-01 | 2001-03-01 | JEA | 1054.8723 | 150.6473 | 1
LS-000160 | 12570 ATLANTIC BV | 1032 | East Grid | Duval | 1980-01-01 | 1980-01-01 | JEA | 85362.8806 | 855.5505 | 2
LS-000173 | 4110 ATLANTIC BV | 2055 | East Grid | Duval | 1982-01-01 | 1982-01-01 | JEA | 401314.8306 | 996.2106 | 2
LS-000205 | 9380 ATLANTIC BV | 1868 | East Grid | Duval | 1970-01-01 | 1970-01-01 | JEA | 81909.5681 | 476.8385 | 1
LS-000214 | 5791 ATLEE AV | 1292 | West Grid | Duval | 1988-01-01 | 1988-01-01 | JEA | 86682.7643 | 842.4882 | 2
LS-000217 | 2152 AUSTIN CREEK RD | 30550 | North Grid | Duval | 2005-01-05 | 2005-01-05 | JEA | 28163.6347 | 235.2236 | 1
LS-000219 | 4739 AVENT DR | 52936 | West Grid | Duval | 2007-03-13 | 2007-03-13 | JEA | 7169.0408 | 157.2362 | 1
LS-000221 | 855 AVIATION DR | 72107 | East Grid | Duval | 1999-05-14 | 1999-05-14 | JEA | 2877.0623 | 167.891 | 1
LS-000222 | 12621 AYRSHIRE ST E | 28865 | North Grid | Duval | 2004-10-15 | 2004-10-15 | JEA | 12026.2521 | 379.006 | 2
LS-000224 | 15807 BAINEBRIDGE DR | 52938 | North Grid | Duval | 2006-11-08 | 2006-11-08 | JEA | 43397.3144 | 384.2413 | 1
LS-000225 | 15854 BAINEBRIDGE DR | 52939 | North Grid | Duval | 2006-11-08 | 2006-11-08 | JEA | 23132.687 | 366.373 | 1
LS-000226 | 74 BAISDEN RD | 1081 | North Grid | Duval | 1954-01-01 | 1954-01-01 | JEA | 13393.5762 | 145.9489 | 1
LS-000228 | 528 BALMORAL CR N | 1462 | North Grid | Duval | 1980-01-01 | 1980-01-01 | JEA | 56834.8456 | 796.6468 | 2
LS-000229 | 4501 BARKOSKIE RD | 1445 | South Grid | Duval | 1985-01-01 | 1985-01-01 | JEA | 4409.5128 | 159.029 | 1
LS-000230 | 4437 BARNES RD | 1901 | East Grid | Duval | 2003-11-25 | 2003-11-25 | JEA |  |  | 3
LS-000231 | 2158 BARNSTORMER RD AIRPORT STA. B | 52946 | North Grid | Duval | 1996-01-01 | 1996-01-01 | JEA | 15688.0978 | 65.6145 | 2
LS-000233 | 6039 BARTOLF AV | 1557 | West Grid | Duval | 1950-01-01 | 1950-01-01 | JEA | 1446.7472 | 36.7168 | 1
LS-000235 | 12882 BARTRAM PARK BV | 14085 | St Johns Grid | Duval | 2004-02-20 | 2004-02-20 | JEA |  |  | 3
LS-000236 | 13551 BARTRAM PARK BV | 72134 | St Johns Grid | Duval | 2006-04-25 | 2006-04-25 | JEA | 49675.1462 | 693.7363 | 1
LS-000237 | 14041 BARTRAM PARK BV | 72108 | St Johns Grid | Duval | 2007-01-09 | 2007-01-09 | JEA |  |  | 4
LS-000241 | 6046 BARTRAM VILLAGE DR | 54491 | St Johns Grid | Duval | 2006-08-21 | 2006-08-21 | JEA | 32117.6763 | 243.4206 | 1
LS-000243 | 6263 BATTLE GATE RD | 30537 | South Grid | Duval | 2005-07-07 | 2005-07-07 | JEA | 80111.2274 | 605.5696 | 2
LS-000244 | 4568 BAY HARBOUR DR | 14732 | East Grid | Duval | 1985-11-22 | 1985-11-22 | JEA |  |  | 3
LS-000245 | 4 BAY ST E | 54492 | North Grid | Duval | 2003-10-17 | 2003-10-17 | JEA | 1879.9985 | 96.3479 | 1
LS-000246 | 834 BAY ST E | 1902 | North Grid | Duval | 1966-01-01 | 1966-01-01 | JEA |  |  | 4
LS-000247 | 7999 BAYBERRY RD | 17601 | South Grid | Duval | 1975-04-01 | 1975-04-01 | JEA | 11898.4546 | 134.5295 | 1
LS-000248 | 5239 BAYCREST RD | 1373 | West Grid | Duval | 1971-01-01 | 1971-01-01 | JEA | 16794.0408 | 372.9058 | 1
LS-000249 | 8751 BAYLEAF DR | 17282 | South Grid | Duval | 1971-11-20 | 1971-11-20 | JEA | 136111.7343 | 242.3582 | 3
LS-000250 | 7640 BAYMEADOWS CR W | 16646 | South Grid | Duval | 1984-03-07 | 1984-03-07 | JEA | 32943.9367 | 136.398 | 1
LS-000251 | 7836 BAYMEADOWS CR W | 16652 | South Grid | Duval | 1973-03-23 | 1973-03-23 | JEA | 20506.2341 | 141.4243 | 1
LS-000254 | 10702 BAYMEADOWS RD | 1193 | South Grid | Duval | 1980-01-01 | 1980-01-01 | JEA | 284942.3702 | 826.437 | 3
LS-000255 | 3847 BAYMEADOWS RD | 15375 | South Grid | Duval | 1971-04-23 | 1971-04-23 | JEA | 3607.3923 | 124.6367 | 1
LS-000256 | 8115 BAYMEADOWS CR W | 382844 | South Grid | Duval | 2024-11-04 | 2024-11-04 | JEA | 67404.1392 | 174.3124 | 3
LS-000258 | 7823 BAYMEADOWS RD E | 1614 | South Grid | Duval | 2001-03-22 | 2001-03-22 | JEA | 141393.6175 | 671.6502 | 2
LS-000259 | 8036 BAYMEADOWS RD E | 11845 | South Grid | Duval | 2003-07-10 | 2003-07-10 | JEA | 290755.5259 | 1508.6849 | 3
LS-000260 | 7160 BAYMEADOWS WY | 2010 | South Grid | Duval | 1999-09-13 | 1999-09-13 | JEA | 24135.0411 | 408.8808 | 2
LS-000261 | 8800 BAYMEADOWS WY | 18886 | South Grid | Duval | 1980-12-20 | 1980-12-20 | JEA | 16039.2071 | 89.5721 | 1
LS-000262 | 7611 BAYMEADOWS WY W | 15693 | South Grid | Duval | 1981-12-09 | 1981-12-09 | JEA | 8918.4684 | 129.0433 | 1
LS-000263 | 9733 BAYOU BLUFF DR | 2017 | South Grid | Duval | 1985-01-01 | 1985-01-01 | JEA |  |  | 3
LS-000282 | 11260 BEACH BV | 2037 | South Grid | Duval | 2000-01-01 | 2000-01-01 | JEA | 46767.2743 | 214.1283 | 1
LS-000284 | 11325 BEACH BV | 1455 | East Grid | Duval | 1987-10-01 | 1987-10-01 | JEA | 45283.8205 | 187.8383 | 2
LS-000298 | 13955 BEACH BV | 1472 | East Grid | Duval | 2000-09-05 | 2000-09-05 | JEA |  |  | 1
LS-000299 | 14008 BEACH BV | 60577 | East Grid | Duval | 2006-08-30 | 2006-08-30 | JEA | 62768.4119 | 434.4936 | 1
LS-000300 | 13951 SUNI PINES | 1352 | East Grid | Duval | 1980-01-01 | 1980-01-01 | JEA | 56509.4734 | 112.3036 | 2
LS-000303 | 14380 BEACH BV | 21122 | East Grid | Duval | 1997-05-26 | 1997-05-26 | JEA | 9302.6937 | 237.5952 | 1
LS-000305 | 14750 BEACH BV | 21444 | East Grid | Duval | 1988-05-10 | 1988-05-10 | JEA | 8074.2138 | 126.8203 | 1
LS-000306 | 3651 BEACH BV | 1766 | East Grid | Duval | 2000-04-21 | 2000-04-21 | JEA | 6826.5925 | 150.1389 | 1
LS-000340 | 9815 BEACH BV | 54499 | East Grid | Duval | 1981-07-01 | 1981-07-01 | JEA | 13016.0632 | 50.6778 | 1
LS-000346 | 11247 BEACON DR | 14722 | East Grid | Duval | 1975-03-21 | 1975-03-21 | JEA | 9196.3985 | 340.7794 | 2
LS-000347 | 9465 BEAUCLERC COVE RD | 1719 | South Grid | Duval | 1970-01-01 | 1970-01-01 | JEA | 5570.1832 | 70.2735 | 1
LS-000348 | 9456 BEAUCLERC OAKS DR | 1310 | South Grid | Duval | 1970-01-01 | 1970-01-01 | JEA | 11883.8813 | 287.5921 | 1
LS-000349 | 2860 BEAUCLERC RD | 1058 | South Grid | Duval | 1980-01-01 | 1980-01-01 | JEA | 7328.0668 | 97.2549 | 1
LS-000350 | 3468 BEAUCLERC RD | 1851 | South Grid | Duval | 1997-12-31 | 1997-12-31 | JEA | 2354.6991 | 72.2879 | 1
LS-000357 | 15701 BEAVER ST W | 54498 | West Grid | Duval | 2004-05-14 | 2004-05-14 | JEA |  |  | 2
LS-000358 | 2028 BEAVER ST W | 2067 | North Grid | Duval | 1954-01-01 | 1954-01-01 | JEA | 57742.5559 | 756.3118 | 2
LS-000365 | 9801 BEAVER ST W | 1538 | West Grid | Duval | 1991-01-01 | 1991-01-01 | JEA | 281747.6311 | 994.1102 | 3
LS-000366 | 11082 BECKLEY PL | 1454 | South Grid | Duval | 1982-01-01 | 1982-01-01 | JEA | 295620.5273 | 1510.6119 | 2
LS-000367 | 178 BEDSTONE DR | 52904 | St Johns Grid | St Johns | 2007-01-12 | 2007-01-12 | FPL | 13492.3137 | 149.2986 | 1
LS-000368 | 8622 BEECHFERN LN | 1117 | West Grid | Duval | 1950-01-01 | 1950-01-01 | JEA | 49340.4807 | 381.7836 | 1
LS-000369 | 3002 BELAIR RD | 39105 | East Grid | Duval | 2002-05-01 | 2002-05-01 | JEA | 32419.187 | 257.3295 | 1
LS-000370 | 6868 BELFORT OAKS PL | 1714 | South Grid | Duval | 1980-01-01 | 1980-01-01 | JEA | 347331.8954 | 963.5749 | 3
LS-000371 | 7803 BELFORT PY | 1176 | South Grid | Duval | 1980-01-01 | 1980-01-01 | JEA | 21316.0353 | 148.4165 | 1
LS-000372 | 3329 BELFORT RD | 1049 | South Grid | Duval | 1980-01-01 | 1980-01-01 | JEA | 13040.0292 | 139.3002 | 1
LS-000374 | 10222 BELLE RIVE BV | 1194 | South Grid | Duval | 1985-01-01 | 1985-01-01 | JEA | 43082.5964 | 205.9209 | 1
LS-000377 | 12869 BENTWATER DR | 1757 | East Grid | Duval | 1985-01-01 | 1985-01-01 | JEA | 64548.6091 | 491.6028 | 2
LS-000378 | 4368 BERGHLEY CT S | 1723 | South Grid | Duval | 1985-01-01 | 1985-01-01 | JEA | 75108.6176 | 441.2587 | 1
LS-000379 | 1044 BERT RD | 25282 | East Grid | Duval | 1966-02-15 | 1966-02-15 | JEA | 9827.138 | 157.0739 | 1
LS-000380 | 833 BERT RD | 37505 | East Grid | Duval | 1967-04-28 | 1967-04-28 | JEA | 32075.0078 | 291.8545 | 1
LS-000381 | 13123 BERWICKSHIRE DR | 12810 | East Grid | Duval | 2003-07-14 | 2003-07-14 | JEA | 33278.771 | 434.3467 | 1
LS-000384 | 13215 BIGGIN CHURCH RD S | 1219 | East Grid | Duval | 1982-01-01 | 1982-01-01 | JEA | 145919.9981 | 564.6433 | 2
LS-000385 | 3891 BIGGIN CHURCH RD W | 1087 | East Grid | Duval | 1982-01-01 | 1982-01-01 | JEA | 56338.0971 | 557.8285 | 2
LS-000386 | 1850 BILODEAU CT | 54500 | West Grid | Duval | 2009-04-26 | 2009-04-26 | JEA | 22092.3437 | 177.6962 | 1
LS-000388 | 11717 BISCAYNE BV | 1912 | North Grid | Duval | 1982-01-01 | 1982-01-01 | JEA | 19581.5704 | 204.3255 | 2
LS-000390 | 12300 BISCAYNE BV | 12493 | North Grid | Duval | 2002-12-16 | 2002-12-16 | JEA | 111275.0065 | 369.6867 | 2
LS-000391 | 3366 BISHOP ESTATES RD | 9921 | St Johns Grid | Duval | 2002-03-29 | 2002-03-29 | JEA | 26903.8836 | 301.2208 | 1
LS-000392 | 1920 BISHOP ESTATES RD | 3201 | St Johns Grid | Duval | 1998-10-30 | 1998-10-30 | JEA | 13169.8978 | 85.4206 | 1
LS-000393 | 3460 BISHOP ESTATES RD | 10566 | St Johns Grid | Duval | 2002-09-04 | 2002-09-04 | JEA | 34262.0249 | 246.9759 | 2
LS-000396 | 5738 BISHOP HATCHER DR S | 1586 | North Grid | Duval | 1950-01-01 | 1950-01-01 | JEA | 31235.1312 | 132.177 | 1
LS-000397 | 908 BLACK CHERRY DR | 72106 | St Johns Grid | Duval | 2006-05-17 | 2006-05-17 | JEA | 29095.2182 | 237.5658 | 1
LS-000398 | 12255 BLACK WALNUT CT | 52883 | North Grid | Duval | 2007-02-02 | 2007-02-02 | JEA | 678.938 | 5.7089 | 1
LS-000399 | 921 BLACKBERRY LN | 1201 | St Johns Grid | Duval | 1995-01-01 | 1995-01-01 | JEA | 78900.6066 | 226.4549 | 1
LS-000400 | 4983 BLACKHAWK DR | 13761 | St Johns Grid | Duval | 2003-10-28 | 2003-10-28 | JEA | 9099.8313 | 200.7709 | 1
LS-000401 | 460 BLAGDON CT | 1166 | East Grid | Duval | 2000-04-03 | 2000-04-03 | JEA | 4638.6071 | 61.8013 | 1
LS-000419 | 7200 BLANDING BV | 15041 | West Grid | Duval | 2004-10-14 | 2004-10-14 | JEA | 6420.32 | 302.349 | 1
LS-000420 | 7703 BLANDING BV | 12491 | West Grid | Duval | 2000-04-04 | 2000-04-04 | JEA |  |  | 3
LS-000422 | 8151 BLANDING BV | 8336 | West Grid | Duval | 1985-09-03 | 1985-09-03 | JEA | 3410.9837 | 136.3966 | 1
LS-000423 | 8621 BLARNEY STONE CT | 1393 | South Grid | Duval | 1974-07-17 | 1974-07-17 | JEA | 58716.3048 | 441.8575 | 1
LS-000425 | 11301 BLOSSOM RIDGE DR | 2042 | North Grid | Duval | 1970-01-01 | 1970-01-01 | JEA | 27305.2835 | 334.9322 | 1
LS-000427 | 9240 BLOUNT ISLAND BV | 15687 | North Grid | Duval | 2001-11-01 | 2001-11-01 | JEA | 1424.2329 | 48.683 | 1
LS-000428 | 9362 BLOUNT ISLAND BV | 13446 | North Grid | Duval | 2001-02-20 | 2001-02-20 | JEA | 22457.2619 | 855.1276 | 2
LS-000429 | 9950 BLOUNT ISLAND BV | 15688 | North Grid | Duval | 2001-11-01 | 2001-11-01 | JEA | 727.4153 | 18.9457 | 1
LS-000430 | 9969 BLOUNT ISLAND BV | 15689 | North Grid | Duval | 1999-01-01 | 1999-01-01 | JEA | 3604.8168 | 43.9059 | 1
LS-000431 | 9233 BLOUNT ISLAND DR | 1266 | North Grid | Duval | 2000-01-14 | 2000-01-14 | JEA | 3531.6948 | 56.6135 | 1
LS-000432 | 12668 BLUE EAGLE WY | 1036 | East Grid | Duval | 1980-01-01 | 1980-01-01 | JEA | 83689.6252 | 544.1281 | 2
LS-000434 | 10837 BLUE PACIFIC CT | 2020 | South Grid | Duval | 1980-01-01 | 1980-01-01 | JEA | 78981.841 | 355.5556 | 1
LS-000435 | 125 BLUE WATER DR | 72105 | St Johns Grid | St Johns | 2007-06-01 | 2007-06-01 | FPL | 136184.9668 | 895.2877 | 2
LS-000436 | 1323 BLUE WATER DR | 72104 | St Johns Grid | St Johns | 2007-06-01 | 2007-06-01 | FPL | 32437.2585 | 137.8559 | 1
LS-000437 | 733 BLUE WATER DR | 72103 | St Johns Grid | St Johns | 2007-06-01 | 2007-06-01 | FPL | 31735.7353 | 294.6022 | 1
LS-000438 | 554 BLUE WHALE WY | 1483 | North Grid | Duval | 1987-01-01 | 1987-01-01 | JEA | 14419.4973 | 240.4789 | 1
LS-000439 | 3500 BOATWRIGHT WY | 1173 | South Grid | Duval | 1980-01-01 | 1980-01-01 | JEA | 52805.8743 | 364.2381 | 1
LS-000441 | 6961 BONNEVAL RD | 1174 | South Grid | Duval | 1990-01-01 | 1990-01-01 | JEA | 135024.8029 | 442.7976 | 2
LS-000443 | 85231 BOSTICK WOOD DR | 14403 | Nassau Grid | Nassau | 2001-08-22 | 2001-08-22 | FPL | 11936.8939 | 86.8151 | 1
LS-000444 | 1706 BOULEVARD AV | 1778 | North Grid | Duval | 1966-01-01 | 1966-01-01 | JEA | 199156.6381 | 625.3262 | 3
LS-000445 | 4133 BOULEVARD CENTER DR | 1357 | East Grid | Duval | 1980-01-01 | 1980-01-01 | JEA | 96498.09 | 530.1619 | 2
LS-000448 | 6817 BOWDEN RD | 24002 | South Grid | Duval | 2005-06-03 | 2005-06-03 | JEA | 13901.3692 | 149.3142 | 1
LS-000451 | 544 BOWLAN ST | 1466 | East Grid | Duval | 2008-08-20 | 2008-08-20 | JEA |  |  | 4
LS-000452 | 10182 BRADLEY RD | 2031 | East Grid | Duval | 1980-01-01 | 1980-01-01 | JEA | 42098.7933 | 316.034 | 1
LS-000456 | 12714 BRADY PLACE BV S | 1383 | South Grid | Duval | 1980-01-01 | 1980-01-01 | JEA | 43567.4755 | 366.6973 | 2
LS-000457 | 95135 BRADY POINT RD | 52274 | Nassau Grid | Nassau | 2005-09-29 | 2005-09-29 | FPL | 9444.3435 | 143.5487 | 1
LS-000459 | 2391 BREST RD | 1392 | South Grid | Duval | 1980-01-01 | 1980-01-01 | JEA | 7042.859 | 117.5236 | 1
LS-000460 | 2941 BREVE DR | 1676 | North Grid | Duval | 1999-09-24 | 1999-09-24 | JEA | 12520.85 | 99.4322 | 1
LS-000461 | 268 BRIDGECREEK DR | 35169 | St Johns Grid | St Johns | 2001-07-25 | 2001-07-25 | FPL | 8062.2924 | 58.0023 | 1
LS-000462 | 9022 BRIDGECREEK DR | 1961 | West Grid | Duval | 1994-01-01 | 1994-01-01 | JEA | 97775.9305 | 466.5011 | 2
LS-000465 | 8460 BRIERWOOD RD | 1303 | South Grid | Duval | 1996-07-01 | 1996-07-01 | JEA |  |  | 3
LS-000468 | 5210 BRIGHTON PARK LN | 54503 | West Grid | Duval | 2005-04-11 | 2005-04-11 | JEA | 11506.6483 | 116.9118 | 1
LS-000469 | 5565 BRISTOL BAY LN | 9284 | West Grid | Duval | 1999-10-13 | 1999-10-13 | JEA | 53545.9512 | 445.1752 | 1
LS-000470 | 1261 BROAD ST | 52940 | North Grid | Duval | 1966-01-01 | 1966-01-01 | JEA | 95250.3157 | 197.1341 | 1
LS-000476 | 6630 BROADWAY AV | 1102 | West Grid | Duval | 1980-01-01 | 1980-01-01 | JEA | 49793.4821 | 894.8127 | 2
LS-000481 | 38 BROOKVIEW DR N | 19203 | East Grid | Duval | 1993-05-27 | 1993-05-27 | JEA | 5629.1307 | 119.0471 | 1
LS-000482 | 75025 BROOKWOOD DR | 72154 | Nassau Grid | Nassau | 2006-06-08 | 2006-06-08 | FPL | 19550.3686 | 195.9115 | 1
LS-000484 | 1001 Broward Rd. | 1979 | North Grid | Duval | 1996-01-01 | 1996-01-01 | JEA | 49558.7994 | 670.5235 | 2
LS-000485 | 1530 BROWARD RD | 1078 | North Grid | Duval | 1950-01-01 | 1950-01-01 | JEA | 966.5217 | 17.9348 | 1
LS-000486 | 2518 BROWARD RD | 1878 | North Grid | Duval | 1970-01-01 | 1970-01-01 | JEA | 40625.4266 | 321.2182 | 1
LS-000489 | 250 BRYAN ST | 1229 | North Grid | Duval | 1966-01-01 | 1966-01-01 | JEA | 41055.1353 | 456.9234 | 2
LS-000490 | 1140 BUCKBEAN BRANCH LN E | 1659 | St Johns Grid | Duval | 1994-12-02 | 1994-12-02 | JEA | 14679.2195 | 89.7464 | 1
LS-000491 | 5301 EVERGREEN AV | 2003 | North Grid | Duval | 1986-01-01 | 1986-01-01 | JEA | 262839.7106 | 446.7074 | 4
LS-000495 | 10828 BURNT MILL RD | 1306 | South Grid | Duval | 1982-01-01 | 1982-01-01 | JEA |  |  | 4
LS-000496 | 11201 BURNT MILL RD | 11204 | South Grid | Duval | 2005-06-01 | 2005-06-01 | JEA | 110168.4153 | 627.5474 | 2
LS-000504 | 11775 CAMDEN RD | 54504 | North Grid | Duval | 2005-07-01 | 2005-07-01 | JEA | 2349.0031 | 61.6179 | 1
LS-000505 | 11855 CAMDEN RD | 1464 | North Grid | Duval | 1975-01-01 | 1975-01-01 | JEA | 45377.8427 | 84.918 | 1
LS-000507 | 11022 CAMPUS HEIGHTS LN | 30554 | North Grid | Duval | 2009-01-15 | 2009-01-15 | JEA | 10809.6341 | 181.7105 | 1
LS-000509 | 801 CANDLE BARK DR | 11203 | East Grid | Duval | 2003-11-06 | 2003-11-06 | JEA | 87395.9295 | 516.8646 | 2
LS-000510 | 2418 CANEY WOOD CT | 54849 | North Grid | Duval | 2005-04-27 | 2005-04-27 | JEA | 19051.3648 | 173.6072 | 1
LS-000511 | 13996 CANOPY OVERLOOK CT | 1223 | East Grid | Duval | 1980-01-01 | 1980-01-01 | JEA | 6931.8834 | 167.4748 | 1
LS-000512 | 14051 CANYON FALLS DR S | 1088 | East Grid | Duval | 1980-01-01 | 1980-01-01 | JEA | 22782.8184 | 121.8148 | 1
LS-000514 | 3230 CAPPER RD | 64740 | North Grid | Duval | 2007-05-07 | 2007-05-07 | JEA | 27671.8295 | 329.5048 | 1
LS-000515 | 3327 CAPPER RD | 1339 | North Grid | Duval | 1980-01-01 | 1980-01-01 | JEA | 107050.9084 | 726.6517 | 2
LS-000516 | 9344 CARACARA DR | 56753 | West Grid | Duval | 2007-11-07 | 2007-11-07 | JEA | 19009.2162 | 93.5591 | 1
LS-000517 | 5219 CARDER ST | 1995 | West Grid | Duval | 1966-01-01 | 1966-01-01 | JEA | 167412.9572 | 1002.9527 | 2
LS-000518 | 2004 CAREY AV | 1980 | North Grid | Duval | 1980-01-01 | 1980-01-01 | JEA | 10774.7487 | 503.2325 | 2
LS-000519 | 8043 CARLOTTA RD N | 26241 | East Grid | Duval | 1989-11-15 | 1989-11-15 | JEA | 142295.6523 | 322.7251 | 3
LS-000520 | 900 CARLOTTA RD W | 26577 | East Grid | Duval | 1957-04-15 | 1957-04-15 | JEA | 142174.313 | 560.5845 | 2
LS-000529 | 2499 CASTAWAY DR | 1222 | East Grid | Duval | 1980-01-01 | 1980-01-01 | JEA | 5274.7458 | 62.8729 | 1
LS-000530 | 451 CATHERINE ST | 54505 | North Grid | Duval | 1950-01-01 | 1950-01-01 | JEA | 21335.26 | 581.9268 | 1
LS-000531 | 3750 CATANIA PL | 52929 | East Grid | Duval | 2006-08-21 | 2006-08-21 | JEA | 14806.983 | 142.1683 | 1
LS-000532 | 142 CATTAIL CR | 1568 | St Johns Grid | Duval | 1996-01-09 | 1996-01-09 | JEA | 10195.4466 | 54.5353 | 1
LS-000533 | 5503 CATTLE CROSSING WY | 24338 | North Grid | Duval | 2005-09-13 | 2005-09-13 | JEA | 6797.6505 | 152.3644 | 2
LS-000534 | 7041 CAVALIER RD | 2061 | North Grid | Duval | 1955-01-07 | 1955-01-07 | JEA | 13700.0844 | 102.8968 | 1
LS-000535 | 10889 CEDAR BRANCH RD | 72098 | North Grid | Duval | 2007-01-26 | 2007-01-26 | JEA | 21687.6166 | 251.1982 | 1
LS-000536 | 14600 CEDAR ISLAND DR | 22401 | East Grid | Duval | 2006-10-01 | 2006-10-01 | JEA |  |  | 3
LS-000537 | 3881 CEDAR POINT RD | 30595 | North Grid | Duval | 2006-02-10 | 2006-02-10 | JEA | 26402.0299 | 348.5075 | 1
LS-000538 | 10446 CENTERWOOD CT | 30553 | North Grid | Duval | 2005-01-25 | 2005-01-25 | JEA | 9278.608 | 110.341 | 1
LS-000540 | 11550 CENTRAL PY | 2033 | East Grid | Duval | 1990-01-01 | 1990-01-01 | JEA | 99969.0134 | 1033.4603 | 3
LS-000542 | 7621 CENTURION PY | 1611 | South Grid | Duval | 1980-01-01 | 1980-01-01 | JEA | 134479.7734 | 283.8854 | 1
LS-000545 | 955 CESERY BV | 31618 | East Grid | Duval | 1991-07-09 | 1991-07-09 | JEA | 2055.1244 | 171.7038 | 1
LS-000546 | 8156 CESPERDES AV | 18564 | South Grid | Duval | 1957-09-06 | 1957-09-06 | JEA | 3835.6654 | 32.3402 | 1
LS-000547 | 549 CHAFFEE POINT BV | 54506 | West Grid | Duval | 2004-05-05 | 2004-05-05 | JEA | 36970.8844 | 192.9445 | 1
LS-000549 | 281 CHAFFEE RD S | 1786 | West Grid | Duval | 2011-03-24 | 2011-03-24 | JEA | 4775.7172 | 336.7585 | 1
LS-000550 | 3795 CHAFFEE RD S | 15368 | West Grid | Duval | 2004-11-30 | 2004-11-30 | JEA | 131297.1902 | 252.0902 | 1
LS-000556 | 1894 CHALLEN AV | 1503 | West Grid | Duval | 1950-01-01 | 1950-01-01 | JEA | 16343.3134 | 140.1209 | 2
LS-000557 | 1694 CHANDELIER CR E | 1831 | East Grid | Duval | 1980-01-01 | 1980-01-01 | JEA | 12760.4896 | 166.5584 | 1
LS-000558 | 1114 CHANDLER OAKS DR | 1808 | West Grid | Duval | 1980-01-01 | 1980-01-01 | JEA | 49044.5228 | 424.3608 | 1
LS-000559 | 13645 CHARTER CT | 42001 | East Grid | Duval | 1995-03-16 | 1995-03-16 | JEA | 12989.8121 | 155.2017 | 1
LS-000560 | 4245 CHELSEA HARBOR DR W | 1610 | East Grid | Duval | 1985-01-01 | 1985-01-01 | JEA | 33332.159 | 282.5437 | 1
LS-000561 | 6705 CHERBORG AV N | 1408 | West Grid | Duval | 2011-04-28 | 2011-04-28 | JEA | 136133.0609 | 514.2635 | 2
LS-000562 | 14467 CHERRY LAKE DR E | 18892 | St Johns Grid | Duval | 2005-01-06 | 2005-01-06 | JEA | 37246.3219 | 232.2425 | 1
LS-000564 | 8233 CHESTER LAKES RD N | 1625 | South Grid | Duval | 1980-01-01 | 1980-01-01 | JEA | 27276.4579 | 177.6987 | 1
LS-000568 | 336 CHESWICK OAK AV | 1262 | West Grid | Clay | 1980-01-01 | 1980-01-01 | CLAY E | 36545.2596 | 443.9256 | 1
LS-000570 | 8550 CHESWICK OAKS AV | 1119 | West Grid | Duval | 1990-01-01 | 1990-01-01 | JEA | 26809.3799 | 189.2947 | 2
LS-000571 | 13225 CHETS CREEK BV | 1179 | East Grid | Duval | 1980-01-01 | 1980-01-01 | JEA | 173962.8861 | 581.4777 | 3
LS-000574 | 6511 CHRISTOPHER POINT RD | 1705 | South Grid | Duval | 1950-01-01 | 1950-01-01 | JEA | 6745.7789 | 131.2054 | 1
LS-000575 | 15361 Chuckwagon Tr | 47153 | West Grid | Duval | 2006-08-01 | 2006-08-01 | JEA | 45231.177 | 538.0008 | 1
LS-000576 | 2537 CIMMARRONE BV | 9603 | St Johns Grid | Duval | 2003-11-07 | 2003-11-07 | JEA | 20171.3086 | 196.2096 | 1
LS-000578 | 7445 CINNAMON LAKE DR | 1657 | West Grid | Duval | 1980-01-01 | 1980-01-01 | JEA | 37769.1228 | 614.3631 | 1
LS-000579 | 13115 CITY SQUARE DR | 52947 | North Grid | Duval | 2006-11-16 | 2006-11-16 | JEA |  |  | 2
LS-000580 | 7150 CIVIC CLUB DR | 1240 | North Grid | Duval | 1980-01-01 | 1980-01-01 | JEA | 4727.0418 | 137.6695 | 1
LS-000582 | 5204 CLAPBOARD CREEK DR | 24337 | North Grid | Duval | 2005-09-13 | 2005-09-13 | JEA | 35546.0256 | 425.2036 | 2
LS-000588 | 5520 CLEVELAND RD | 1805 | North Grid | Duval | 1977-09-01 | 1977-09-01 | JEA | 40332.0656 | 361.3406 | 1
LS-000589 | 6050 CLEVELAND RD | 18566 | North Grid | Duval | 2004-07-29 | 2004-07-29 | JEA | 31244.5945 | 610.3912 | 1
LS-000591 | 4425 CLINTON AV | 1359 | East Grid | Duval | 1966-01-01 | 1966-01-01 | JEA |  |  | 2
LS-000592 | 2399 CLOVELLY LN W | 54507 | St Johns Grid | St Johns | 2002-08-26 | 2002-08-26 | FPL | 31653.0515 | 184.9458 | 1
LS-000593 | 4618 CLYDE DR | 1537 | North Grid | Duval | 1980-01-01 | 1980-01-01 | JEA | 126157.6655 | 1142.594 | 2
LS-000594 | 2664 COACHMAN LAKES DR | 1469 | East Grid | Duval | 2000-07-14 | 2000-07-14 | JEA | 44109.2608 | 333.9192 | 1
LS-000595 | 3660 COASTAL VIEW DR | 21762 | East Grid | Duval | 1998-07-27 | 1998-07-27 | JEA | 3173.5179 | 149.8962 | 1
LS-000597 | 2656 COLD CREEK BV | 1952 | West Grid | Duval | 2001-05-09 | 2001-05-09 | JEA | 17445.3539 | 109.5764 | 1
LS-000598 | 2111 COLE FLYER RD | 30338 | North Grid | Duval | 2001-12-11 | 2001-12-11 | JEA |  |  | 3
LS-000599 | 11800 COLLINS CREEK DR | 1446 | South Grid | Duval | 1982-01-01 | 1982-01-01 | JEA | 50929.9159 | 264.248 | 2
LS-000600 | 7837 COLLINS GROVE DR | 46481 | South Grid | Duval | 2007-11-13 | 2007-11-13 | JEA | 5889.9309 | 180.0242 | 1
LS-000601 | 4580 COLLINS RD | 8335 | West Grid | Duval | 1988-11-15 | 1988-11-15 | JEA | 8187.5008 | 288.1308 | 2
LS-000602 | 5096 COLLINS RD | 8334 | West Grid | Duval | 1985-03-12 | 1985-03-12 | JEA | 7353.0456 | 27.8319 | 2
LS-000603 | 5540 COLLINS RD | 8328 | West Grid | Duval | 1989-06-23 | 1989-06-23 | JEA | 77256.4278 | 203.591 | 2
LS-000604 | 5604 COLLINS RD | 52917 | West Grid | Duval | 2006-01-01 | 2006-01-01 | JEA | 9977.8589 | 140.2452 | 1
LS-000605 | 5620 COLLINS RD | 1263 | West Grid | Duval | 2000-11-01 | 2000-11-01 | JEA | 55015.442 | 329.2233 | 2
LS-000607 | 5291-1 COLLINS ROAD | 8331 | West Grid | Duval | 1989-09-01 | 1989-09-01 | JEA | 13144.5466 | 133.8411 | 1
LS-000608 | 5291-2 COLLINS RD #2 | 8332 | West Grid | Duval | 1989-09-01 | 1989-09-01 | JEA | 30665.1308 | 175.3841 | 1
LS-000609 | 8529 COLLINS RIDGE BV N | 1378 | West Grid | Duval | 1987-01-01 | 1987-01-01 | JEA | 24616.77 | 155.4139 | 1
LS-000611 | 6469 COLUMBIA PARK DR | 1856 | South Grid | Duval | 1990-01-01 | 1990-01-01 | JEA | 11725.8502 | 581.6315 | 2
LS-000617 | 96511 COMMODORE POINT DR | 28913 | Nassau Grid | Nassau | 2005-05-17 | 2005-05-17 | FPL | 36460.9782 | 312.5723 | 1
LS-000622 | 5503 COMMUNITY OAKS CT | 1836 | East Grid | Duval | 1980-01-01 | 1980-01-01 | JEA | 2972.8129 | 51.6148 | 1
LS-000624 | 3878 CONGA ST | 15692 | South Grid | Duval | 1974-12-01 | 1974-12-01 | JEA | 70680.3917 | 323.131 | 1
LS-000627 | 10873 COPPER HILL DR | 1748 | North Grid | Duval | 1980-01-01 | 1980-01-01 | JEA | 44125.3187 | 136.6478 | 1
LS-000629 | 8343 CORALBERRY LN | 1658 | West Grid | Duval | 1950-01-01 | 1950-01-01 | JEA | 45380.3296 | 635.1507 | 2
LS-000630 | 7250 CORKLAN DR | 1067 | St Johns Grid | Duval | 1985-01-01 | 1985-01-01 | JEA |  |  | 3
LS-000633 | 3000 CORONET LN | 1274 | East Grid | Duval | 1980-01-01 | 1980-01-01 | JEA | 75273.946 | 548.6755 | 2
LS-000634 | 1706 CORPORATE SQUARE | 1085 | East Grid | Duval | 1970-01-01 | 1970-01-01 | JEA | 27355.2105 | 137.8648 | 1
LS-000637 | 13651 COVINGTON CREEK DR | 2000 | East Grid | Duval | 1980-01-01 | 1980-01-01 | JEA | 30012.9262 | 225.0346 | 1
LS-000638 | 2283 CR 210 | 27906 | St Johns Grid | Duval | 1998-04-23 | 1998-04-23 | FPL | 59038.3052 | 580.8707 | 1
LS-000639 | 2740 COUNTY ROAD 210 W | 54510 | St Johns Grid | St Johns | 2014-06-11 | 2014-06-11 | JEA | 4449.2282 | 335.3453 | 1
LS-000640 | 3428 CR 210 (3150) | 9606 | St Johns Grid | St Johns | 1989-06-01 | 1989-06-01 | JEA | 73333.7039 | 310.0758 | 2
LS-000645 | 4425 CRAVEN RD W | 1308 | South Grid | Duval | 1978-10-02 | 1978-10-02 | JEA | 25792.4896 | 190.9403 | 1
LS-000646 | 1217 CREEK BEND RD | 22402 | St Johns Grid | Duval | 1991-08-13 | 1991-08-13 | JEA | 13910.6996 | 139.2289 | 1
LS-000647 | 1397 CREEK POINT BV | 40065 | North Grid | Duval | 2006-06-15 | 2006-06-15 | JEA | 45366.5657 | 431.1822 | 1
LS-000650 | 11035 CREEKWOOD DR | 20161 | South Grid | Duval | 1987-10-14 | 1987-10-14 | JEA | 26257.0407 | 171.6085 | 1
LS-000653 | 6501 CRESTLINE DR | 39763 | East Grid | Duval | 1972-05-08 | 1972-05-08 | JEA | 777.8731 | 234.53 | 1
LS-000654 | 13993 CRESTWICK DR E | 1097 | North Grid | Duval | 2002-12-27 | 2002-12-27 | JEA | 24375.5691 | 293.2274 | 1
LS-000656 | 13451 CROSSOVER ST | 36801 | West Grid | Duval | 1987-05-26 | 1987-05-26 | JEA | 295.0793 | 7.3562 | 2
LS-000657 | 3810 CROSSWATER BV | 1760 | East Grid | Duval | 2001-04-30 | 2001-04-30 | JEA | 109828.279 | 344.4384 | 1
LS-000658 | 9598 CRYSTAL SPRINGS RD | 1107 | West Grid | Duval | 1980-01-01 | 1980-01-01 | JEA | 46772.3355 | 341.171 | 2
LS-000661 | 5441 CUMBERLAND FOREST LN | 1855 | South Grid | Duval | 1980-01-01 | 1980-01-01 | JEA | 7702.8526 | 31.1513 | 1
LS-000662 | 8007 CUMBERLAND GAP TL | 1261 | West Grid | Duval | 1980-01-01 | 1980-01-01 | JEA | 16384.8794 | 192.2673 | 1
LS-000665 | 1238 CUNNINGHAM CREEK DR | 1569 | St Johns Grid | Duval | 1994-01-01 | 1994-01-01 | JEA | 29589.1558 | 138.4331 | 1
LS-000666 | 1502 CUNNINGHAM ESTATES RD | 23681 | St Johns Grid | Duval | 1992-08-01 | 1992-08-01 | JEA | 3767.0028 | 121.5089 | 1
LS-000667 | 13410 CURRITUCK DR N | 1159 | East Grid | Duval | 1982-01-01 | 1982-01-01 | JEA | 49410.9497 | 268.2521 | 1
LS-000668 | 9147 CYPRESS GREEN DR | 17615 | South Grid | Duval | 1981-09-21 | 1981-09-21 | JEA | 9260.5038 | 261.0574 | 1
LS-000669 | 10255 CYPRESS LAKES DR | 1730 | South Grid | Duval | 1980-01-01 | 1980-01-01 | JEA | 25619.2574 | 160.2534 | 1
LS-000672 | 2415 D ST | 19522 | North Grid | Duval | 1960-01-01 | 1960-01-01 | JEA | 118306.3628 | 566.3293 | 2
LS-000673 | 2562 D ST | 19211 | North Grid | Duval | 1994-03-12 | 1994-03-12 | JEA | 22220.0593 | 122.2479 | 1
LS-000675 | 3211 BREVE DR | 38161 | North Grid | Duval | 1950-01-01 | 1950-01-01 | JEA | 10706.958 | 70.4745 | 1
LS-000676 | 5101 DAMASCUS RD N | 1898 | East Grid | Duval | 1954-01-01 | 1954-01-01 | JEA | 7568.677 | 124.2516 | 1
LS-000677 | 3780 DANFORTH DR | 1470 | East Grid | Duval | 1970-01-01 | 1970-01-01 | JEA | 58138.199 | 339.7356 | 1
LS-000691 | 7839 DAWSONS CREEK | 30593 | West Grid | Duval | 2005-10-17 | 2005-10-17 | JEA | 15031.6651 | 174.1714 | 1
LS-000692 | 12520 DAYLIGHT TR | 10881 | North Grid | Duval | 2001-04-25 | 2001-04-25 | JEA | 37908.6514 | 376.167 | 1
LS-000694 | 14052 DECATUR ST | 1759 | East Grid | Duval | 1975-01-01 | 1975-01-01 | JEA | 13739.9937 | 51.9622 | 1
LS-000695 | 12133 DEEDER LN | 9605 | South Grid | Duval | 2002-04-15 | 2002-04-15 | JEA | 12970.5423 | 209.7044 | 1
LS-000696 | 4831 DEER LAKE DR E | 1052 | South Grid | Duval | 1980-01-01 | 1980-01-01 | JEA | 60885.2653 | 572.4594 | 2
LS-000699 | 10000 DEERCREEK CLUB RD E | 1192 | South Grid | Duval | 1990-01-01 | 1990-01-01 | JEA |  |  | 3
LS-000702 | 3231 DEERFIELD POINT DR | 1515 | West Grid | Clay | 1988-01-01 | 1988-01-01 | CLAY E | 46185.9244 | 241.4078 | 1
LS-000703 | 10353 DEERFOOT LN N | 1621 | South Grid | Duval | 1980-01-01 | 1980-01-01 | JEA | 71125.4505 | 334.2462 | 2
LS-000705 | 10315 DEERWOOD CLUB RD | 1716 | South Grid | Duval | 1989-01-01 | 1989-01-01 | JEA | 32200.5583 | 199.0143 | 2
LS-000706 | 908 DEERWOOD CR N | 21775 | North Grid | Duval | 2005-10-14 | 2005-10-14 | JEA | 43103.5288 | 749.1204 | 1
LS-000707 | 10440 DEERWOOD PARK BV | 1305 | South Grid | Duval | 1980-01-01 | 1980-01-01 | JEA | 11141.5827 | 225.5561 | 1
LS-000710 | 7709 DEERWOOD POINT PL | 1055 | South Grid | Duval | 1984-01-01 | 1984-01-01 | JEA | 10284.7836 | 362.4393 | 2
LS-000712 | 9092 DEL WEBB PY | 28225 | South Grid | Duval | 2006-02-06 | 2006-02-06 | JEA | 20223.489 | 323.2693 | 1
LS-000714 | 1248 DELFINO DR | 46801 | East Grid | Duval | 2004-06-10 | 2004-06-10 | JEA | 1514.4674 | 21.0644 | 1
LS-000716 | 310 DENISE ST | 2044 | North Grid | Duval | 1954-01-01 | 1954-01-01 | JEA | 57857.2998 | 243.0043 | 1
LS-000717 | 8998 DERRICKSON DR | 1645 | West Grid | Duval | 1988-01-01 | 1988-01-01 | JEA | 21486.0575 | 113.6688 | 1
LS-000719 | 4526 DETAILLIE DR | 18570 | North Grid | Duval | 2004-07-29 | 2004-07-29 | JEA | 45420.7896 | 485.663 | 2
LS-000720 | 702 DEWBERRY DR | 1523 | St Johns Grid | Duval | 1999-11-22 | 1999-11-22 | JEA | 60012.4492 | 262.9371 | 2
LS-000721 | 801 DEWBERRY DR | 1128 | St Johns Grid | Duval | 1993-01-01 | 1993-01-01 | JEA | 11444.5833 | 57.0822 | 1
LS-000722 | 814 DEWBERRY DR | 1574 | St Johns Grid | Duval | 2000-02-25 | 2000-02-25 | JEA | 6145.198 | 86.174 | 1
LS-000723 | 2843 DICKINSON RD | 1527 | South Grid | Duval | 1980-01-01 | 1980-01-01 | JEA | 63146.496 | 170.8588 | 1
LS-000724 | 6669 DIGBY LN | 29842 | North Grid | Duval | 2006-04-24 | 2006-04-24 | JEA | 38878.677 | 629.453 | 1
LS-000727 | 4500 DIRECTORS RD | 11843 | West Grid | Duval | 2002-11-12 | 2002-11-12 | JEA | 11886.7594 | 298.3393 | 1
LS-000730 | 8200 DIX ELLIS TR | 17611 | South Grid | Duval | 1979-04-20 | 1979-04-20 | JEA | 51310.6327 | 233.1487 | 1
LS-000731 | 2101 DIXIE CLIPPER RD | 54511 | North Grid | Duval | 2008-03-10 | 2008-03-10 | JEA | 5957.3127 | 69.2614 | 1
LS-000733 | 1711 DOLOMA ST | 8002 | West Grid | Duval | 1991-10-01 | 1991-10-01 | JEA | 2992.2765 | 17.0916 | 1
LS-000738 | 4807 DUCHENEAU DR | 17926 | West Grid | Duval | 1972-05-01 | 1972-05-01 | JEA | 51406.3338 | 160.0465 | 1
LS-000753 | 3000 DUNN AV | 1076 | North Grid | Duval | 1982-01-01 | 1982-01-01 | JEA | 216890.0798 | 789.3311 | 2
LS-000758 | 6678 DUNN AV | 29841 | North Grid | Duval | 2006-11-08 | 2006-11-08 | JEA | 5089.4883 | 220.0242 | 2
LS-000759 | 2859 DUPONT AV | 16641 | South Grid | Duval | 1996-03-18 | 1996-03-18 | JEA | 64680.6606 | 351.4213 | 2
LS-000760 | 3701 DUPONT AV | 17287 | South Grid | Duval | 1988-07-01 | 1988-07-01 | JEA | 81603.4069 | 475.7466 | 1
LS-000761 | 500 DURBIN CREEK BV | 1662 | St Johns Grid | Duval | 1995-01-01 | 1995-01-01 | JEA | 59939.2052 | 250.0897 | 1
LS-000762 | 800 DURBIN CREEK BV | 1797 | St Johns Grid | Duval | 1993-01-01 | 1993-01-01 | JEA | 6355.0224 | 119.0476 | 1
LS-000763 | 901 DUSKIN DR | 1136 | East Grid | Duval | 1980-01-01 | 1980-01-01 | JEA | 9976.7807 | 392.4317 | 1
LS-000766 | 13898 DUVAL RD | 1936 | North Grid | Duval | 1999-06-03 | 1999-06-03 | JEA | 14699.2655 | 238.4031 | 1
LS-000768 | 14491 W DUVAL RD | 1481 | North Grid | Duval | 2003-07-01 | 2003-07-01 | JEA | 531621.4208 | 729.802 | 4
LS-000769 | 14695 DUVAL RD | 8968 | North Grid | Duval | 2003-04-23 | 2003-04-23 | JEA | 37398.237 | 115.8471 | 1
LS-000774 | 500 DUVAL STATION RD | 47441 | North Grid | Duval | 2005-05-11 | 2005-05-11 | JEA | 6742.93 | 150.0295 | 1
LS-000775 | 590 DUVAL STATION RD | 1485 | North Grid | Duval | 1999-09-30 | 1999-09-30 | JEA | 10795.7246 | 168.6654 | 2
LS-000777 | 5020 EAGLES NATURE | 85859 | West Grid | Duval | 2011-01-11 | 2011-01-11 | JEA | 1517.6999 | 45.3851 | 1
LS-000778 | 954 EAGLE POINT DR | 54512 | St Johns Grid | St Johns | 2002-10-17 | 2002-10-17 | FPL | 65984.6388 | 476.5559 | 1
LS-000779 | 7159 EAGLES PERCH | 1513 | West Grid | Duval | 1982-01-01 | 1982-01-01 | JEA | 41262.5987 | 247.6649 | 2
LS-000780 | 86257 EASTPORT DR | 14088 | Nassau Grid | Nassau | 2001-08-22 | 2001-08-22 | FPL | 15345.3102 | 78.2527 | 1
LS-000783 | 1192 PULASKI RD | 2046 | North Grid | Duval | 1997-01-01 | 1997-01-01 | JEA | 11303.7432 | 170.9783 | 1
LS-000788 | 13107 EBBTIDE CT | 1703 | East Grid | Duval | 1980-01-01 | 1980-01-01 | JEA | 3489.455 | 129.2967 | 1
LS-000789 | 5681 EDENFIELD RD | 54529 | East Grid | Duval | 2001-10-03 | 2001-10-03 | JEA | 12366.3934 | 53.1979 | 1
LS-000790 | 5710 EDENFIELD RD | 17288 | East Grid | Duval | 2013-03-28 | 2013-03-28 | JEA |  |  | 3
LS-000791 | 6210 EDENFIELD RD | 12483 | East Grid | Duval | 1989-01-24 | 1989-01-24 | JEA | 10243.4261 | 57.729 | 1
LS-000792 | 4401 EDGEWATER CROSSING DR | 19205 | South Grid | Duval | 2005-03-15 | 2005-03-15 | JEA | 32271.8724 | 241.0702 | 1
LS-000795 | 3335 MCLENDON AV | 72146 | North Grid | Duval | 2006-10-27 | 2006-10-27 | JEA | 3695.6248 | 160.54 | 1
LS-000813 | 904 EDGEWOOD AV W | 1143 | North Grid | Duval | 1995-05-09 | 1995-05-09 | JEA | 153.5661 | 227.9101 | 1
LS-000817 | 13788 EGRETS NEST DR | 14404 | St Johns Grid | Duval | 2004-08-12 | 2004-08-12 | JEA | 137432.2772 | 428.1687 | 1
LS-000818 | 1509 EL PRADO RD | 1577 | East Grid | Duval | 1980-01-01 | 1980-01-01 | JEA | 95695.1454 | 375.1368 | 2
LS-000824 | 1060 ELLIS RD N | 1492 | West Grid | Duval | 1972-09-07 | 1972-09-07 | JEA | 168728.68 | 431.0557 | 3
LS-000836 | 1401 ELLIS TRACE DR | 1504 | West Grid | Duval | 1980-01-01 | 1980-01-01 | JEA | 14820.2542 | 322.1911 | 1
LS-000837 | 220 ELMWOOD DR | 1448 | St Johns Grid | Duval | 1997-01-01 | 1997-01-01 | JEA | 16469.2381 | 98.9205 | 1
LS-000838 | 4211 EMERALD BAY DR | 12815 | East Grid | Duval | 1993-06-09 | 1993-06-09 | JEA | 9751.1694 | 252.6911 | 1
LS-000839 | 3454 EMERALD ISLE CR W | 1272 | South Grid | Duval | 1980-01-01 | 1980-01-01 | JEA | 1922.211 | 119.0343 | 1
LS-000849 | 6623 EPPING FOREST WY N | 1833 | South Grid | Duval | 1980-01-01 | 1980-01-01 | JEA | 20920.1519 | 116.2309 | 1
LS-000851 | 16536 ETHEL RD | 29847 | North Grid | Duval | 1990-10-30 | 1990-10-30 | JEA |  |  | 3
LS-000852 | 4808 EXECUTIVE PARK CT | 2008 | South Grid | Duval | 1990-01-01 | 1990-01-01 | JEA | 10104.4139 | 195.7696 | 1
LS-000853 | 7260 EXLINE RD | 54530 | West Grid | Duval | 2005-02-18 | 2005-02-18 | JEA | 7514.225 | 54.2294 | 1
LS-000855 | 711 FAITH MEMORIAL DR | 21451 | West Grid | Duval | 2005-11-09 | 2005-11-09 | JEA | 15867.4452 | 299.8622 | 1
LS-000856 | 7961 FALCON ST | 17924 | West Grid | Duval | 1962-01-15 | 1962-01-15 | JEA | 5287.3878 | 34.4463 | 1
LS-000857 | 1531 FALKLAND RD | 1646 | West Grid | Duval | 2001-04-09 | 2001-04-09 | JEA | 46287.4986 | 158.0988 | 1
LS-000858 | 9748 FAWN BROOK DR | 16961 | South Grid | Duval | 1984-01-06 | 1984-01-06 | JEA | 5041.1399 | 126.4181 | 1
LS-000869 | 4451 FENDER DR | 1506 | West Grid | Duval | 1969-01-01 | 1969-01-01 | JEA | 8065.5414 | 176.8827 | 1
LS-000870 | 4147 FERBER RD | 1976 | East Grid | Duval | 1980-01-01 | 1980-01-01 | JEA |  |  | 3
LS-000871 | 6551 FERBER RD | 1670 | East Grid | Duval | 1970-01-01 | 1970-01-01 | JEA | 124643.0097 | 511.8382 | 1
LS-000873 | 12901 FERNBANK LN | 1796 | South Grid | Duval | 1980-01-01 | 1980-01-01 | JEA | 8888.6602 | 119.5066 | 1
LS-000874 | 3231 FIDDLERS HAMMOCK LN | 36130 | St Johns Grid | St Johns | 1998-04-22 | 1998-04-22 | BEACHES E | 5358.6323 | 140.6336 | 1
LS-000878 | 8570 FIRETOWER RD | 53553 | West Grid | Duval | 2007-02-16 | 2007-02-16 | JEA | 12228.8344 | 154.4609 | 1
LS-000881 | 14130 FISH EAGLE DR E | 14086 | North Grid | Duval | 2004-09-21 | 2004-09-21 | JEA | 80122.6913 | 372.7813 | 1
LS-000882 | 10301 FISH RD | 1547 | West Grid | Duval | 1977-03-01 | 1977-03-01 | JEA | 160094.5277 | 1889.7234 | 3
LS-000884 | 5826 FLICKER AV | 1407 | North Grid | Duval | 1988-01-01 | 1988-01-01 | JEA | 14998.693 | 1251.2922 | 2
LS-000885 | 1661 FLINTLOCK CT | 1599 | East Grid | Duval | 1980-01-01 | 1980-01-01 | JEA | 49538.385 | 206.5909 | 1
LS-000886 | 1325 FLORA BRANCH BV | 1449 | St Johns Grid | Duval | 1996-06-05 | 1996-06-05 | JEA | 65283.7639 | 236.6978 | 1
LS-000887 | 2301 FLORA BRANCH BV | 1265 | St Johns Grid | Duval | 1998-01-01 | 1998-01-01 | JEA | 43724.2639 | 288.4291 | 1
LS-000888 | 677 FLORA BRANCH BV | 10568 | St Johns Grid | Duval | 2002-11-22 | 2002-11-22 | JEA | 77285.0308 | 327.5587 | 2
LS-000890 | 23874 FLORA PARK BV | 48785 | Nassau Grid | Nassau | 1999-05-24 | 1999-05-24 | FPL | 45365.6406 | 169.2917 | 1
LS-000891 | 2751 FLORADALE DR | 1144 | North Grid | Duval | 1970-01-01 | 1970-01-01 | JEA | 2811.8081 | 61.9493 | 1
LS-000892 | 9820 FLORIDA MINING BV E | 1620 | South Grid | Duval | 1980-05-13 | 1980-05-13 | JEA | 34473.5124 | 193.6126 | 1
LS-000893 | 5521 FLORIDA MINING BV S | 1320 | South Grid | Duval | 1988-08-30 | 1988-08-30 | JEA | 3420.2554 | 61.7693 | 2
LS-000895 | 3757 FOGGY VEIL CT | 21454 | East Grid | Duval | 1998-07-28 | 1998-07-28 | JEA | 16541.3672 | 184.588 | 1
LS-000898 | 11221 FORESTDALE RD | 12481 | North Grid | Duval | 1993-06-25 | 1993-06-25 | JEA | 50726.4412 | 262.0939 | 1
LS-000899 | 7973 FORSHEE DR | 1945 | West Grid | Duval | 1970-01-01 | 1970-01-01 | JEA | 29207.5937 | 147.577 | 1
LS-000900 | 65 FORT MILTON DR | 13449 | West Grid | Duval | 2004-02-03 | 2004-02-03 | JEA | 7717.1132 | 45.1645 | 1
LS-000901 | 10320 FORTUNE PY | 19214 | South Grid | Duval | 1992-02-07 | 1992-02-07 | JEA | 16352.9712 | 179.9089 | 2
LS-000904 | 3710 FOURACRE RD | 18891 | West Grid | Duval | 2005-05-10 | 2005-05-10 | JEA | 4115.7547 | 204.3815 | 1
LS-000907 | 5102 FOXBORO RD | 1904 | North Grid | Duval | 1965-05-12 | 1965-05-12 | JEA | 2906.193 | 43.1359 | 1
LS-000908 | 8352 FREEDOM CROSSING TR W | 18561 | South Grid | Duval | 1988-02-15 | 1988-02-15 | JEA | 50398.438 | 308.1625 | 2
LS-000909 | 8585 FREEDOM CROSSING TR W | 17612 | South Grid | Duval | 1988-06-24 | 1988-06-24 | JEA | 5518.2398 | 147.2992 | 1
LS-000912 | 3752 FT CAROLINE HARBOR DR | 72119 | East Grid | Duval | 2006-06-05 | 2006-06-05 | JEA | 2950.4465 | 67.4847 | 1
LS-000913 | 7031 FT CAROLINE HILLS DR | 1802 | East Grid | Duval | 1982-01-01 | 1982-01-01 | JEA | 174118.1337 | 649.3013 | 2
LS-000914 | 11610 FT CAROLINE LAKES DR | 17294 | East Grid | Duval | 1988-01-12 | 1988-01-12 | JEA | 38083.094 | 300.0564 | 1
LS-000915 | 10797 FT CAROLINE RD | 45857 | East Grid | Duval | 1987-01-09 | 1987-01-09 | JEA | 732161.2234 | 1485.8799 | 3
LS-000916 | 11434 FT CAROLINE RD | 20484 | East Grid | Duval | 1986-08-29 | 1986-08-29 | JEA | 10849.5786 | 104.6897 | 1
LS-000917 | 12720 FT CAROLINE RD | 14724 | East Grid | Duval | 1990-03-22 | 1990-03-22 | JEA | 8341.4172 | 129.5597 | 1
LS-000920 | 6554 FT CAROLINE RD | 1978 | East Grid | Duval | 1980-01-01 | 1980-01-01 | JEA | 15121.9344 | 54.041 | 2
LS-000921 | 8301 FT CAROLINE RD | 54545 | East Grid | Duval | 2007-03-02 | 2007-03-02 | JEA | 695.5321 | 8.4371 | 1
LS-000923 | 5047 FULTON RD | 14727 | East Grid | Duval | 1992-04-01 | 1992-04-01 | JEA | 11076.9708 | 87.5388 | 1
LS-000924 | 8560 FURY DR | 1260 | West Grid | Duval | 2008-07-10 | 2008-07-10 | JEA |  |  | 4
LS-000927 | 3312 GALILEE RD | 1900 | East Grid | Duval | 1996-01-01 | 1996-01-01 | JEA | 3971.1609 | 350.4131 | 1
LS-000929 | 1101 GARRISON DR | 26897 | St Johns Grid | St Johns | 2013-02-08 | 2013-02-08 | FPL | 65307.7458 | 133.8695 | 2
LS-000931 | 9731 GATE PY N | 1307 | South Grid | Duval | 1980-01-01 | 1980-01-01 | JEA | 109641.219 | 486.3518 | 2
LS-000932 | 9898 GATE PY N | 16653 | South Grid | Duval | 2004-05-26 | 2004-05-26 | JEA |  |  | 4
LS-000936 | 8153 GATE PY W | 17296 | South Grid | Duval | 2005-01-11 | 2005-01-11 | JEA | 28028.9197 | 252.4526 | 1
LS-000937 | 8290 GATE PY W | 54547 | South Grid | Duval | 2004-10-27 | 2004-10-27 | JEA | 47092.5187 | 607.5947 | 1
LS-000939 | 12409 GATELY RD S | 1421 | East Grid | Duval | 1970-01-01 | 1970-01-01 | JEA | 30139.9601 | 233.6155 | 1
LS-000940 | 12333 GATELY RIDGE CT | 54546 | East Grid | Duval | 2006-06-30 | 2006-06-30 | JEA | 1998.3295 | 29.6403 | 1
LS-000941 | 826 GATES ST | 18567 | North Grid | Duval | 2006-06-26 | 2006-06-26 | JEA | 5424.1333 | 143.7488 | 1
LS-000942 | 8860 GATWICK CR | 1282 | North Grid | Duval | 1980-01-01 | 1980-01-01 | JEA | 15555.1978 | 84.7537 | 1
LS-000943 | 6111 GAZEBO PARK PL N | 54548 | South Grid | Duval | 1990-03-21 | 1990-03-21 | JEA | 1284.7889 | 73.6919 | 1
LS-000944 | 86440 GENE LASSERRE BV | 37489 | Nassau Grid | Nassau | 1979-08-07 | 1979-08-07 | FPL | 5245.8365 | 174.2912 | 2
LS-000945 | 10288 GENERAL AVE | 72127 | West Grid | Duval | 2007-05-07 | 2007-05-07 | JEA | 2048.7947 | 244.497 | 1
LS-000946 | 234 GENERAL DOOLITTLE DR | 1345 | East Grid | Duval | 1981-01-29 | 1981-01-29 | JEA | 23317.0295 | 308.1869 | 1
LS-000947 | 5772 GILCHRIST RD | 1488 | North Grid | Duval | 1997-01-01 | 1997-01-01 | JEA | 2668.7553 | 76.6776 | 1
LS-000951 | 6350 GINNIE SPRINGS RD | 13442 | St Johns Grid | Duval | 2003-11-20 | 2003-11-20 | JEA | 252306.2499 | 982.6084 | 4
LS-000952 | 1012 GLEN ECHO RD | 34177 | East Grid | Duval | 1985-06-01 | 1985-06-01 | JEA | 9756.3545 | 105.3449 | 1
LS-000953 | 2366 GLEN GARDNER | 1633 | East Grid | Duval | 1980-01-01 | 1980-01-01 | JEA | 3254.0251 | 117.5437 | 1
LS-000954 | 12293 GLEN HOLLOW DR | 10573 | North Grid | Duval | 2002-07-31 | 2002-07-31 | JEA | 30699.1287 | 55.718 | 1
LS-000956 | 12858 GLEN KERNAN PY | 1609 | East Grid | Duval | 1982-01-01 | 1982-01-01 | JEA | 122918.8215 | 912.8154 | 3
LS-000958 | 4604 GLENWOOD AV | 41649 | West Grid | Duval | 2005-03-11 | 2005-03-11 | JEA | 5506.2602 | 49.0801 | 1
LS-000959 | 1295 GLYNLEA ST | 19204 | East Grid | Duval | 2005-06-06 | 2005-06-06 | JEA | 23290.6788 | 253.6742 | 1
LS-000960 | 657 GLYNLEA ST | 20171 | East Grid | Duval | 2005-08-04 | 2005-08-04 | JEA | 51477.6656 | 818.2479 | 2
LS-000961 | 8235 GOLDEN BAMBOO | 55185 | West Grid | Duval | 2006-07-19 | 2006-07-19 | JEA | 29755.3843 | 564.77 | 1
LS-000962 | 12005 GOLDENROD CR N | 1208 | East Grid | Duval | 1966-01-01 | 1966-01-01 | JEA | 9999.9344 | 332.1922 | 1
LS-000964 | 5219 GOLF COURSE DR | 17289 | East Grid | Duval | 2010-12-30 | 2010-12-30 | JEA | 22508.2275 | 82.7489 | 1
LS-000966 | 12429 GOOD NEIGHBOR TR | 1034 | East Grid | Duval | 1980-01-01 | 1980-01-01 | JEA | 44959.564 | 335.0431 | 2
LS-000970 | 8100 GRAMPELL DR | 1540 | West Grid | Duval | 1982-01-01 | 1982-01-01 | JEA | 247101.2058 | 531.9454 | 2
LS-000971 | 12870 GRAN BAY PY | 2029 | St Johns Grid | Duval | 1980-01-01 | 1980-01-01 | JEA | 303818.84 | 950.3605 | 2
LS-000974 | 96037 GRAND OAKS LA | 52273 | Nassau Grid | Nassau | 2007-01-08 | 2007-01-08 | FPL | 6434.9828 | 56.3003 | 1
LS-000977 | 3929 GRANT RD | 1516 | East Grid | Duval | 1982-01-01 | 1982-01-01 | JEA | 18855.2542 | 397.7414 | 1
LS-000978 | 1058 GRANVILLE RD | 1984 | West Grid | Duval | 1981-01-01 | 1981-01-01 | JEA | 15024.0433 | 75.0866 | 1
LS-000979 | 6500 GRAYFIELD DR | 54549 | West Grid | Duval | 2005-01-01 | 2005-01-01 | JEA | 126088.1854 | 626.7959 | 2
LS-000980 | 10712 GRAYSON CT | 1590 | West Grid | Duval | 2002-04-15 | 2002-04-15 | JEA | 5909.8739 | 55.0875 | 1
LS-000981 | 6123 GREEN POND DR | 18893 | St Johns Grid | Duval | 2005-03-11 | 2005-03-11 | JEA | 107557.3029 | 639.5323 | 2
LS-000982 | 554 GREENBRIAR RD | 36129 | St Johns Grid | St Johns | 2001-07-25 | 2001-07-25 | FPL | 14629.2767 | 60.3364 | 2
LS-000983 | 137 GREENFIELD DR | 12488 | St Johns Grid | Duval | 2003-07-17 | 2003-07-17 | JEA | 12912.636 | 297.279 | 1
LS-000984 | 6593 GREENLAND CHASE BV | 30536 | South Grid | Duval | 2005-07-07 | 2005-07-07 | JEA | 45739.3232 | 208.8545 | 1
LS-000985 | 4788 GREENLAND RD | 1324 | South Grid | Duval | 1970-01-01 | 1970-01-01 | JEA | 21121.7097 | 264.8505 | 1
LS-000987 | 5050 GREENLAND RD | 1444 | South Grid | Duval | 1990-01-01 | 1990-01-01 | JEA | 82185.4325 | 344.4073 | 1
LS-000988 | 5663 GREENLAND RD | 30535 | South Grid | Duval | 2008-03-27 | 2008-03-27 | JEA | 21666.1915 | 336.8257 | 1
LS-000990 | 4831 GREENLAND RD | 1857 | South Grid | Duval | 1990-01-01 | 1990-01-01 | JEA |  |  | 1
LS-000992 | 1990 GREENWOOD ST | 1108 | West Grid | Duval | 2004-02-09 | 2004-02-09 | JEA | 22694.6241 | 134.728 | 2
LS-000993 | 7677 GREGORY DR | 15362 | West Grid | Duval | 1988-07-01 | 1988-07-01 | JEA | 59577.8715 | 342.9877 | 2
LS-000994 | 7844 GREGORY DR | 28209 | West Grid | Duval | 1972-10-01 | 1972-10-01 | JEA | 6115.7392 | 54.4892 | 1
LS-000996 | 1332 GROSVNER SQUARE DR | 54550 | East Grid | Duval | 1990-07-13 | 1990-07-13 | JEA | 3238.1267 | 77.2896 | 2
LS-000997 | 487 GROVE PARK BV | 1347 | East Grid | Duval | 1974-07-17 | 1974-07-17 | JEA | 418966.036 | 681.9944 | 3
LS-000998 | 1578 GUARDIAN DR | 9601 | West Grid | Duval | 2003-01-14 | 2003-01-14 | JEA | 73525.3773 | 571.3218 | 2
LS-001000 | 2975 HALCYON LN | 1436 | South Grid | Duval | 1980-01-01 | 1980-01-01 | JEA | 1623.722 | 276.0419 | 1
LS-001001 | 10210 HALEY RD | 1848 | South Grid | Duval | 1985-01-01 | 1985-01-01 | JEA | 28347.3878 | 435.82 | 2
LS-001003 | 1396 HAMILTON ST | 21448 | West Grid | Duval | 2005-03-04 | 2005-03-04 | JEA | 7031.2684 | 201.7349 | 1
LS-001004 | 10374 HAMLET GLEN DR | 1647 | West Grid | Duval | 1996-01-01 | 1996-01-01 | JEA | 18296.7145 | 119.3303 | 1
LS-001005 | 1520 HAMMOND BV | 1367 | West Grid | Duval | 1986-01-01 | 1986-01-01 | JEA | 62979.5277 | 389.8797 | 1
LS-001007 | 8681 HAMPSHIRE GLEN DR S | 2025 | South Grid | Duval | 1980-01-01 | 1980-01-01 | JEA | 40735.0659 | 352.9599 | 1
LS-001008 | 861323 NORTH HAMPTON CLUB WY | 52276 | Nassau Grid | Nassau | 2002-07-30 | 2002-07-30 | FPL | 37115.0719 | 181.7347 | 1
LS-001009 | 868570 NORTH HAMPTON CLUB WY | 14087 | Nassau Grid | Nassau | 2001-08-22 | 2001-08-22 | FPL | 39762.3865 | 462.2048 | 2
LS-001010 | 862870 North Hampton Club Wy | 24961 | Nassau Grid | Nassau | 2005-02-01 | 2005-02-01 | FPL | 10562.6486 | 93.3195 | 1
LS-001011 | 9151 HAMPTON LANDING DR E | 2027 | South Grid | Duval | 2001-05-08 | 2001-05-08 | JEA | 51555.0232 | 354.0519 | 1
LS-001012 | 10526 HAMPTON LANDING DR S | 1627 | South Grid | Duval | 1997-06-27 | 1997-06-27 | JEA | 77752.7749 | 432.3439 | 2
LS-001015 | 6927 HANSON DR S | 27860 | West Grid | Duval | 1989-01-26 | 1989-01-26 | JEA | 71030.4884 | 380.1205 | 2
LS-001016 | 11036 HARBOUR CAY CT | 16005 | East Grid | Duval | 1991-06-05 | 1991-06-05 | JEA | 1653.477 | 63.9036 | 1
LS-001017 | 4100 HARBOR VIEW DR | 1544 | North Grid | Duval | 1957-06-21 | 1957-06-21 | JEA | 25430.7226 | 222.7856 | 1
LS-001018 | 4234 HARBOUR ISLAND DR | 15682 | East Grid | Duval | 1985-04-18 | 1985-04-18 | JEA | 6993.2311 | 144.3948 | 1
LS-001019 | 6640 HARLOW BV | 1411 | West Grid | Duval | 1954-01-01 | 1954-01-01 | JEA | 258899.7756 | 941.8805 | 2
LS-001020 | 1511 HARRINGTON PARK DR | 41665 | East Grid | Duval | 1993-09-13 | 1993-09-13 | JEA | 58007.4075 | 298.3483 | 2
LS-001022 | 3010 HARTLEY RD | 1437 | South Grid | Duval | 1985-01-01 | 1985-01-01 | JEA | 22751.0884 | 347.0618 | 1
LS-001023 | 3200 HARTLEY RD | 1435 | South Grid | Duval | 1974-09-10 | 1974-09-10 | JEA | 61745.2984 | 502.0767 | 2
LS-001026 | 10991 HARTS RD | 1077 | North Grid | Duval | 1982-01-01 | 1982-01-01 | JEA | 144693.6601 | 640.0832 | 1
LS-001027 | 11305 HARTS RD | 1881 | North Grid | Duval | 1980-01-01 | 1980-01-01 | JEA |  |  | 4
LS-001028 | 12266 HARTS RD | 1343 | North Grid | Duval | 2001-05-01 | 2001-05-01 | JEA | 23639.0863 | 383.8187 | 1
LS-001030 | 6462 HARVIN RD | 1578 | South Grid | Duval | 1980-01-01 | 1980-01-01 | JEA | 64728.4953 | 399.0493 | 2
LS-001031 | 12402 HATTON CHASE LN W | 1733 | South Grid | Duval | 1980-01-01 | 1980-01-01 | JEA | 70285.5497 | 431.8629 | 2
LS-001034 | 8895 HAWKEYE CR | 54552 | West Grid | Duval | 2006-02-10 | 2006-02-10 | JEA | 20155.2784 | 115.4457 | 1
LS-001035 | 1731 HAWKINS COVE DR W | 1891 | East Grid | Duval | 1998-08-12 | 1998-08-12 | JEA | 53784.1558 | 487.1848 | 2
LS-001036 | 7402 HAWKS CLIFF DR | 11521 | West Grid | Duval | 2003-08-26 | 2003-08-26 | JEA | 41083.6051 | 587.1541 | 1
LS-001037 | 3689 HAWKS VIEW DR | 72157 | West Grid | Clay | 2005-02-15 | 2005-02-15 | CLAY E | 63835.6551 | 343.385 | 1
LS-001039 | 944 HEARTSIDE CT | 1950 | West Grid | Duval | 1989-01-01 | 1989-01-01 | JEA | 19177.7498 | 110.8808 | 2
LS-001040 | 11745 HEATHER GROVE LN | 1125 | South Grid | Duval | 1970-01-01 | 1970-01-01 | JEA | 32017.6506 | 233.5054 | 1
LS-001048 | 3730 HENDRICKS AV | 1794 | East Grid | Duval | 1980-01-01 | 1980-01-01 | JEA | 5258.1709 | 31.7119 | 1
LS-001055 | 3231 HERMITAGE RD E | 1531 | East Grid | Duval | 1975-01-01 | 1975-01-01 | JEA | 1593.4029 | 73.8895 | 2
LS-001056 | 3815 HERMITAGE RD E | 1977 | East Grid | Duval | 1950-01-01 | 1950-01-01 | JEA | 6698.8641 | 76.1441 | 1
LS-001057 | 7309 HERNANDO | 17616 | South Grid | Duval | 1979-10-04 | 1979-10-04 | JEA | 184821.8086 | 616.4194 | 2
LS-001058 | 96288 HERON ISLES PY | 28929 | Nassau Grid | Nassau | 2005-05-17 | 2005-05-17 | FPL | 101529.9535 | 520.6248 | 2
LS-001059 | 3806 HERSCHEL ST | 1953 | West Grid | Duval | 2005-10-28 | 2005-10-28 | JEA |  |  | 4
LS-001063 | 12620 HICKORY CREEK BV | 1598 | East Grid | Duval | 1970-01-01 | 1970-01-01 | JEA | 34857.3849 | 285.0126 | 1
LS-001064 | 368 HICKORY CREEK BV | 1296 | East Grid | Duval | 1982-01-01 | 1982-01-01 | JEA | 118182.8316 | 534.204 | 2
LS-001065 | 847 HICKORY HILL DR | 1501 | West Grid | Duval | 1978-01-01 | 1978-01-01 | JEA | 265788.534 | 1318.5133 | 2
LS-001066 | 86072 HICKOX RD | 12496 | Nassau Grid | Nassau | 1994-05-09 | 1994-05-09 | FPL | 15870.0537 | 496.0435 | 2
LS-001067 | 5940 HICKSON RD | 1800 | East Grid | Duval | 1995-03-01 | 1995-03-01 | JEA | 36559.6406 | 165.7816 | 1
LS-001068 | 12051 HIDDEN HILLS DR | 15685 | East Grid | Duval | 1982-10-11 | 1982-10-11 | JEA | 27711.3672 | 187.69 | 1
LS-001085 | 3907 HILLSTEAD LN | 54553 | South Grid | Duval | 2005-06-01 | 2005-06-01 | JEA | 39797.1588 | 441.2559 | 1
LS-001087 | 8051 HILSDALE RD | 1048 | South Grid | Duval | 1970-01-01 | 1970-01-01 | JEA | 22336.1508 | 136.2499 | 1
LS-001089 | 1705 HODGES BV | 1293 | East Grid | Duval | 1980-01-01 | 1980-01-01 | JEA | 190066.0549 | 491.2852 | 4
LS-001090 | 2003 HODGES BV | 1700 | East Grid | Duval | 1980-01-01 | 1980-01-01 | JEA | 23893.0294 | 303.7958 | 1
LS-001092 | 7551 HOGAN RD | 1270 | South Grid | Duval | 1970-01-01 | 1970-01-01 | JEA | 7004.3139 | 31.086 | 1
LS-001093 | 7834 HOLIDAY RD S | 1395 | East Grid | Duval | 1981-09-01 | 1981-09-01 | JEA |  |  | 4
LS-001094 | 3655 HOLLY GROVE AV | 17291 | South Grid | Duval | 1990-10-15 | 1990-10-15 | JEA | 2360.124 | 185.3032 | 1
LS-001095 | 9846 FT CAROLINE RD | 21121 | East Grid | Duval | 1996-03-18 | 1996-03-18 | JEA | 122121.2097 | 400.8049 | 1
LS-001096 | 1945 HOLLY OAKS RAVINE DR | 18244 | East Grid | Duval | 1966-10-20 | 1966-10-20 | JEA | 30959.1955 | 463.5763 | 1
LS-001097 | 147 HOLLYBERRY LN | 77554 | St Johns Grid | St Johns | 2005-01-26 | 2005-01-26 | FPL | 5952.4796 | 77.6344 | 1
LS-001098 | 210 HOLLYBROOK AV | 1684 | North Grid | Duval | 1966-01-01 | 1966-01-01 | JEA |  |  | 4
LS-001099 | 7871 HOLLYRIDGE RD | 1178 | South Grid | Duval | 2015-01-01 | 2015-01-01 | JEA | 5381.1079 | 35.7029 | 1
LS-001100 | 10220 HOMARD BV N | 27553 | East Grid | Duval | 1990-05-30 | 1990-05-30 | JEA | 28122.5157 | 343.8984 | 1
LS-001101 | 2230 HOME PARK CR E | 159476 | East Grid | Duval | 2012-08-13 | 2012-08-13 | JEA | 1355.9545 | 30.5994 | 1
LS-001103 | 11861 HOOD LANDING RD | 199844 | South Grid | Duval | 1990-01-01 | 1990-01-01 | JEA |  |  | 2
LS-001104 | 12403 HOOD LANDING RD | 1200 | South Grid | Duval | 1980-01-01 | 1980-01-01 | JEA | 57483.2575 | 259.4981 | 1
LS-001105 | 10142 HOOD RD | 1064 | South Grid | Duval | 1985-01-01 | 1985-01-01 | JEA | 25729.8945 | 216.6127 | 2
LS-001109 | 2123 HOVINGTON CR W | 1999 | East Grid | Duval | 1982-01-01 | 1982-01-01 | JEA | 47181.7051 | 396.3232 | 1
LS-001110 | 1560 HOWARD RD | 52369 | North Grid | Duval | 2006-04-07 | 2006-04-07 | JEA | 17295.722 | 208.8458 | 1
LS-001111 | 2336 HUCKINGS CT | 54554 | East Grid | Duval | 2001-07-10 | 2001-07-10 | JEA | 3838.4512 | 130.5466 | 1
LS-001114 | 2798 HUFFMAN BV | 1457 | East Grid | Duval | 1982-01-01 | 1982-01-01 | JEA |  |  | 4
LS-001115 | 3092 HUFFMAN BV | 1874 | East Grid | Duval | 1980-01-01 | 1980-01-01 | JEA | 1467.4652 | 32.7478 | 1
LS-001116 | 2601 HUGH EDWARDS DR | 1539 | West Grid | Duval | 2003-11-03 | 2003-11-03 | JEA | 320827.8318 | 981.7466 | 2
LS-001117 | 4212 HUNTINGTON FOREST DR | 1849 | South Grid | Duval | 1999-07-13 | 1999-07-13 | JEA | 223582.2255 | 668.8082 | 2
LS-001120 | I95 REST AREA NORTHBOUND | 185412 | St Johns Grid | Duval | 2001-04-01 | 2001-04-01 | JEA | 12330.7344 | 163.6749 | 2
LS-001121 | I95 REST AREA SOUTHBOUND | 54556 | St Johns Grid | St Johns | 2008-03-11 | 2008-03-11 | JEA | 7544.7668 | 105.0071 | 1
LS-001122 | 13961 IBIS POINT BV | 1354 | East Grid | Duval | 1980-01-01 | 1980-01-01 | JEA | 11881.5017 | 91.7077 | 1
LS-001123 | 1492 IMESON RD | 1244 | West Grid | Duval | 1992-01-01 | 1992-01-01 | JEA | 10014.3818 | 890.7205 | 2
LS-001129 | 3421 INDIAN CREEK BV | 9602 | St Johns Grid | Duval | 1997-07-31 | 1997-07-31 | JEA | 28815.4185 | 203.4051 | 1
LS-001130 | 2142 INDIAN SPRINGS DR | 1699 | East Grid | Duval | 1980-01-01 | 1980-01-01 | JEA | 239527.1452 | 1311.1426 | 1
LS-001131 | 10468 INDIAN WALK RD | 2018 | South Grid | Duval | 1980-01-01 | 1980-01-01 | JEA | 175462.1919 | 803.8679 | 2
LS-001133 | 7535 INTERNATIONAL VILLAGE DR | 12801 | East Grid | Duval | 2000-03-29 | 2000-03-29 | JEA | 31497.1022 | 279.244 | 1
LS-001134 | 8083 INTERNATIONAL VILLAGE DR | 23043 | East Grid | Duval | 1988-08-02 | 1988-08-02 | JEA | 12938.706 | 69.5365 | 1
LS-001136 | 7702 INVERMERE BV | 1116 | West Grid | Duval | 1994-01-01 | 1994-01-01 | JEA | 24774.8186 | 181.4845 | 1
LS-001137 | 7305 IRVING SCOTT DR | 2062 | North Grid | Duval | 1980-01-01 | 1980-01-01 | JEA | 22148.171 | 71.297 | 2
LS-001138 | 933 ISLAND POINT DR | 52937 | North Grid | Duval | 2006-08-21 | 2006-08-21 | JEA | 19245.6612 | 523.0927 | 1
LS-001139 | 112 ISLESBROOK PY | 72175 | St Johns Grid | Duval | 2007-02-20 | 2007-02-20 | JEA | 218865.7225 | 1339.5756 | 3
LS-001141 | 1318 IVYHEDGE AV | 72174 | St Johns Grid | St Johns | 2003-10-21 | 2003-10-21 | FPL | 69705.7929 | 174.1389 | 2
LS-001142 | 5642 J RAY CR S | 1301 | South Grid | Duval | 1954-01-01 | 1954-01-01 | JEA | 467227.4559 | 1029.5539 | 4
LS-001144 | 1956 JAMMES RD | 54557 | West Grid | Duval | 2008-03-11 | 2008-03-11 | JEA | 26423.0814 | 135.8292 | 1
LS-001145 | 5001 JAMMES RD | 1652 | West Grid | Duval | 1999-10-13 | 1999-10-13 | JEA | 24573.7159 | 58.0063 | 1
LS-001146 | 5541 JAMMES RD | 1374 | West Grid | Duval | 1989-01-01 | 1989-01-01 | JEA | 37357.0313 | 75.0534 | 1
LS-001147 | 6034 JAMMES RD | 10891 | West Grid | Duval | 2003-07-02 | 2003-07-02 | JEA | 19082.3164 | 89.4942 | 1
LS-001156 | 11477 JERRY ADAMS DR | 12811 | North Grid | Duval | 2004-06-15 | 2004-06-15 | JEA | 39871.3639 | 298.1669 | 1
LS-001157 | 8694 JESSIE B SMITH CT | 1779 | West Grid | Duval | 1998-01-01 | 1998-01-01 | JEA | 4251.0676 | 253.8016 | 1
LS-001159 | 12791 JOEANDY RD N | 1998 | East Grid | Duval | 1980-01-01 | 1980-01-01 | JEA | 63890.722 | 520.5095 | 2
LS-001160 | 2465 JOHN PROM BV | 1070 | East Grid | Duval | 1980-01-01 | 1980-01-01 | JEA | 32851.4662 | 204.8412 | 1
LS-001161 | 231 JOHNS CREEK PY | 54559 | St Johns Grid | St Johns | 2004-02-05 | 2004-02-05 | FPL | 35273.7044 | 344.0323 | 1
LS-001162 | 391 JOHNS CREEK PY | 54558 | St Johns Grid | St Johns | 2004-02-05 | 2004-02-05 | FPL | 70135.0007 | 290.3348 | 1
LS-001163 | 9343 JOLORU DR | 1782 | West Grid | Duval | 1988-01-01 | 1988-01-01 | JEA | 63956.4108 | 333.0569 | 1
LS-001164 | 1143 JONES CREEK DR | 24017 | East Grid | Duval | 1999-07-28 | 1999-07-28 | JEA | 2600.7108 | 134.7455 | 2
LS-001165 | 8241 JOSE CIRCLE W | 1606 | South Grid | Duval | 1989-11-01 | 1989-11-01 | JEA | 16883.4989 | 130.0045 | 1
LS-001166 | 14450 JOSE VEDRA BV | 21765 | East Grid | Duval | 1986-12-02 | 1986-12-02 | JEA | 52461.2477 | 282.807 | 1
LS-001169 | 3805 JULIA MARIE DR | 12809 | West Grid | Duval | 2003-05-20 | 2003-05-20 | JEA | 38554.2309 | 267.0628 | 1
LS-001172 | 9764 JUPITER CT S | 2036 | East Grid | Duval | 1970-01-01 | 1970-01-01 | JEA | 3887.1772 | 561.1247 | 1
LS-001173 | 5624 KEATON LAKE DR | 2028 | South Grid | Duval | 1980-01-01 | 1980-01-01 | JEA | 44463.6929 | 172.0732 | 1
LS-001174 | 7260 KEN KNIGHT DR W | 1487 | North Grid | Duval | 1980-01-01 | 1980-01-01 | JEA | 71652.4928 | 349.4688 | 2
LS-001176 | 9687 KENDALL POINT DR | 20801 | East Grid | Duval | 2005-06-01 | 2005-06-01 | JEA | 57635.8569 | 337.9751 | 1
LS-001177 | 3214 KENISTON LN | 16963 | East Grid | Duval | 1957-10-07 | 1957-10-07 | JEA | 71447.1939 | 180.3543 | 1
LS-001178 | 10656 KENNEDY LN | 1573 | South Grid | Duval | 1991-10-10 | 1991-10-10 | JEA |  |  | 3
LS-001181 | 12312 KENSINGTON LAKES DR | 1698 | East Grid | Duval | 1980-01-01 | 1980-01-01 | JEA | 58574.1052 | 370.588 | 2
LS-001184 | 102 KERNAN BV N | 52354 | East Grid | Duval | 1999-05-21 | 1999-05-21 | JEA |  |  | 1
LS-001185 | 3431 KERNAN BV S | 1919 | East Grid | Duval | 1980-01-01 | 1980-01-01 | JEA | 468616.2607 | 1512.7789 | 3
LS-001186 | 4800 KERNAN BV S | 52385 | East Grid | Duval | 2002-05-02 | 2002-05-02 | JEA | 38041.4801 | 795.0399 | 2
LS-001187 | 5103 KERNAN BV S | 1056 | East Grid | Duval | 2000-11-28 | 2000-11-28 | JEA | 74572.031 | 493.8389 | 1
LS-001189 | 12591 KERNAN FOREST BV | 10888 | East Grid | Duval | 2003-07-17 | 2003-07-17 | JEA | 48842.684 | 467.8634 | 2
LS-001192 | 10800 KEY HAVEN BV | 399645 | North Grid | Duval | 2025-03-05 | 2025-03-05 | JEA |  |  | 3
LS-001193 | 8138 KILKELLY LN S | 8327 | West Grid | Duval | 1994-09-30 | 1994-09-30 | JEA | 18324.3294 | 492.7613 | 2
LS-001195 | 4140 KINGSBURY ST | 1154 | West Grid | Duval | 2012-10-08 | 2012-10-08 | JEA |  |  | 4
LS-001196 | 168 Seaside Vista Ct | 21763 | St Johns Grid | St Johns | 1988-01-01 | 1988-01-01 | FPL | 11287.8403 | 225.3271 | 1
LS-001197 | 5730 KINLOCK DR S | 1279 | North Grid | Duval | 1995-09-15 | 1995-09-15 | JEA | 189174.7878 | 935.62 | 4
LS-001199 | 3601 KIRKPATRICK DR | 72142 | West Grid | Duval | 2007-09-16 | 2007-09-16 | JEA | 24964.7585 | 341.3834 | 1
LS-001200 | 3221 KLINE RD | 54560 | East Grid | Duval | 1981-07-01 | 1981-07-01 | JEA | 3658.1304 | 27.7684 | 1
LS-001201 | 1140 KNOLL DR W | 1284 | West Grid | Duval | 1950-01-01 | 1950-01-01 | JEA | 10126.7558 | 28.6879 | 1
LS-001203 | 3747 KORI RD | 1850 | South Grid | Duval | 1980-01-01 | 1980-01-01 | JEA | 21257.8278 | 207.2775 | 2
LS-001204 | 2044 KUSAIE DR | 1330 | East Grid | Duval | 1970-01-01 | 1970-01-01 | JEA | 43848.5932 | 232.3994 | 1
LS-001205 | 5549 LA MOYA AV | 1376 | West Grid | Duval | 2004-04-14 | 2004-04-14 | JEA | 34585.675 | 119.1927 | 1
LS-001206 | 2004 LA VACA RD | 17285 | South Grid | Duval | 1988-06-22 | 1988-06-22 | JEA | 2272.6411 | 292.4421 | 1
LS-001207 | 4181 LA VISTA CR | 16648 | South Grid | Duval | 1984-12-11 | 1984-12-11 | JEA | 232089.7526 | 1017.8234 | 3
LS-001209 | 688 LADY LAKE RD | 12492 | North Grid | Duval | 2004-05-06 | 2004-05-06 | JEA | 42258.5312 | 521.9838 | 2
LS-001210 | 65134 LAGOON FOREST DR | 72169 | Nassau Grid | Nassau | 2007-04-12 | 2007-04-12 | FPL | 14591.6548 | 252.0658 | 1
LS-001211 | 11845 LAKE BEND CR | 29185 | North Grid | Duval | 2004-10-15 | 2004-10-15 | JEA | 12374.9707 | 277.7422 | 1
LS-001212 | 13433 LAKE FRETWELL ST | 32273 | West Grid | Duval | 2005-05-02 | 2005-05-02 | JEA | 8819.081 | 528.9308 | 1
LS-001215 | 12551 LAKE GARDENS DR | 10572 | South Grid | Duval | 2001-09-14 | 2001-09-14 | JEA | 13804.3728 | 238.0491 | 1
LS-001216 | 6130 LAKE GRAY BV | 2243 | West Grid | Duval | 1987-06-30 | 1987-06-30 | JEA | 16767.1679 | 281.7487 | 1
LS-001218 | 6195 LAKE LUGANO DR | 19207 | South Grid | Duval | 1967-09-22 | 1967-09-22 | JEA | 107188.0962 | 370.3578 | 1
LS-001219 | 11160 LAKE MANDARIN CR W | 1722 | South Grid | Duval | 1970-01-01 | 1970-01-01 | JEA | 133957.0678 | 1014.2217 | 1
LS-001220 | 1900 PALMDALE ST | 1745 | North Grid | Duval | 2000-11-20 | 2000-11-20 | JEA | 24805.358 | 92.5558 | 2
LS-001221 | 155 LAKE RUN BV | 14081 | North Grid | Duval | 2004-03-03 | 2004-03-03 | JEA | 25579.8743 | 252.0142 | 1
LS-001222 | 1755 LAKE SHORE BV | 1110 | West Grid | Duval | 2001-01-10 | 2001-01-10 | JEA | 244870.243 | 2244.6475 | 2
LS-001224 | 4294 LAKESIDE DR | 1371 | West Grid | Duval | 1982-01-01 | 1982-01-01 | JEA | 68621.7477 | 535.0487 | 2
LS-001226 | 5391 LAMAR DR | 1255 | West Grid | Duval | 1978-01-01 | 1978-01-01 | JEA | 29984.1046 | 241.2186 | 1
LS-001228 | 8869 LANCASHIRE DR | 9922 | North Grid | Duval | 2002-11-15 | 2002-11-15 | JEA | 113587.2251 | 1322.7557 | 2
LS-001251 | 1171 LANE AV S | 1683 | West Grid | Duval | 1991-01-01 | 1991-01-01 | JEA | 60044.0749 | 584.9829 | 2
LS-001261 | 1973 LANE AV S | 54563 | West Grid | Duval | 2001-09-04 | 2001-09-04 | JEA | 4380.829 | 77.0828 | 1
LS-001263 | 11787 LANIER CREEK DR | 89409 | South Grid | Duval | 2007-08-01 | 2007-08-01 | JEA | 10201.3603 | 252.1229 | 1
LS-001265 | 13333 LANIER RD | 1909 | North Grid | Duval | 1970-01-01 | 1970-01-01 | JEA | 2137.8276 | 104.265 | 1
LS-001266 | 1700 LANSDOWNE DR | 54562 | East Grid | Duval | 2008-03-11 | 2008-03-11 | JEA | 5980.7519 | 91.969 | 1
LS-001267 | 2421 LANSDOWNE DR | 1138 | East Grid | Duval | 1980-01-01 | 1980-01-01 | JEA | 3439.7638 | 40.7216 | 1
LS-001268 | 2538 LANTANA AV | 20173 | North Grid | Duval | 1957-01-01 | 1957-01-01 | JEA | 64303.7958 | 387.6568 | 1
LS-001269 | 2841 LANTANNA LAKES DR E | 1204 | East Grid | Duval | 1980-01-01 | 1980-01-01 | JEA | 55073.0743 | 495.1388 | 2
LS-001270 | 7600 LAS PALMAS WY | 16654 | South Grid | Duval | 1971-12-09 | 1971-12-09 | JEA | 19626.3428 | 49.2802 | 1
LS-001271 | 939 LAS ROBIDA DR | 33889 | East Grid | Duval | 2009-06-19 | 2009-06-19 | JEA | 183880.4328 | 306.168 | 1
LS-001272 | 3640 LAS VEGAS | 1315 | South Grid | Duval | 1980-01-01 | 1980-01-01 | JEA | 126748.5036 | 647.0175 | 2
LS-001273 | 2320 LATRIUM CR N | 35489 | St Johns Grid | St Johns | 1978-12-19 | 1978-12-19 | BEACHES E |  |  | 1
LS-001274 | 1023 LAURA ST N | 1944 | North Grid | Duval | 1950-01-01 | 1950-01-01 | JEA |  |  | 4
LS-001275 | 331 LAURINA ST | 1917 | East Grid | Duval | 1973-12-13 | 1973-12-13 | JEA | 16347.6464 | 128.5205 | 1
LS-001276 | 10410 LAWSON RD | 1860 | East Grid | Duval | 2004-02-12 | 2004-02-12 | JEA | 26162.5382 | 139.6156 | 1
LS-001277 | 536 LE MASTER DR | 37169 | St Johns Grid | St Johns | 1974-01-17 | 1974-01-17 | BEACHES E | 144324.2089 | 880.6837 | 2
LS-001278 | 4676 LEAH CREEK DR | 2245 | South Grid | Duval | 2001-07-12 | 2001-07-12 | JEA | 11115.088 | 69.3408 | 1
LS-001279 | 196 LEATHERLEAF DR | 2001 | East Grid | Duval | 1982-01-01 | 1982-01-01 | JEA | 27933.3805 | 60.82 | 1
LS-001281 | 3596 LEESBURG DR | 1141 | East Grid | Duval | 2012-03-30 | 2012-03-30 | JEA | 20025.2866 | 205.2799 | 1
LS-001284 | 10600 LEM TURNER RD | 1458 | North Grid | Duval | 1980-01-01 | 1980-01-01 | JEA | 9989.7412 | 202.0611 | 1
LS-001311 | 9495 LEM TURNER RD | 29844 | North Grid | Duval | 1997-06-03 | 1997-06-03 | JEA | 3667.2503 | 141.4693 | 1
LS-001324 | 7702 LENOX AV | 1987 | West Grid | Duval | 1950-01-01 | 1950-01-01 | JEA |  |  | 3
LS-001328 | 87073 LENTZ RD | 72097 | Nassau Grid | Nassau | 2005-05-19 | 2005-05-19 | FPL | 21201.968 | 218.7807 | 2
LS-001329 | 9400 LEO MAGUIRE PY | 30546 | St Johns Grid | St Johns | 2007-07-31 | 2007-07-31 | FPL | 75338.2335 | 367.5153 | 2
LS-001330 | 470 SAMPSON WAY | 54564 | St Johns Grid | St Johns | 2002-05-10 | 2002-05-10 | FPL | 58190.9003 | 432.771 | 2
LS-001340 | 3975 LEONNIE RD | 1939 | North Grid | Duval | 1980-01-01 | 1980-01-01 | JEA | 7538.6302 | 260.5465 | 1
LS-001341 | 2010 LEWIS INDUSTRIAL DR | 1546 | West Grid | Duval | 1970-01-01 | 1970-01-01 | JEA | 57632.5993 | 114.8113 | 1
LS-001344 | LIGHTHOUSE POINT 1 | 12807 | Nassau Grid | Nassau | 2003-07-16 | 2003-07-16 | FPL | 9179.8067 | 204.4163 | 2
LS-001345 | 2 LIGHTHOUSE PT | 48801 | Nassau Grid | Nassau | 2003-09-09 | 2003-09-09 | FPL | 11205.9709 | 200.8121 | 1
LS-001348 | 7863 LITTLE FOX LN | 1840 | South Grid | Duval | 1950-01-01 | 1950-01-01 | JEA | 43078.1268 | 108.1822 | 2
LS-001349 | 2588 LOFBERG DR | 1579 | South Grid | Duval | 1980-01-01 | 1980-01-01 | JEA | 71293.2729 | 301.3244 | 4
LS-001351 | 12080 LONDON LAKE DR W | 54565 | South Grid | Duval | 2002-02-25 | 2002-02-25 | JEA | 21544.7887 | 116.5721 | 1
LS-001355 | 10400 LONE STAR RD | 18887 | East Grid | Duval | 1989-05-18 | 1989-05-18 | JEA | 2984.7226 | 117.4099 | 1
LS-001356 | 4797 LONG BOW RD | 1509 | West Grid | Duval | 1950-01-01 | 1950-01-01 | JEA | 94353.6493 | 670.2579 | 1
LS-001357 | 5175 LONGLEAF ST | 1147 | North Grid | Duval | 2003-03-17 | 2003-03-17 | JEA | 35278.7954 | 292.6625 | 2
LS-001358 | 11610 LONGWOOD KEY DR E | 1879 | North Grid | Duval | 1989-04-19 | 1989-04-19 | JEA | 9306.3039 | 95.3553 | 1
LS-001359 | 4064 LONICERA LOOP | 10562 | St Johns Grid | Duval | 2001-12-06 | 2001-12-06 | JEA | 30100.4103 | 208.6008 | 1
LS-001361 | 7000 LORAIN ST | 1533 | North Grid | Duval | 1954-01-01 | 1954-01-01 | JEA | 2509.5956 | 35.3458 | 2
LS-001362 | 792 LORD NELSON BV | 12802 | North Grid | Duval | 2004-05-03 | 2004-05-03 | JEA | 56203.7704 | 447.1161 | 1
LS-001363 | 4008 LORETTO RD | 1196 | South Grid | Duval | 1980-01-01 | 1980-01-01 | JEA | 8954.0908 | 89.1957 | 1
LS-001364 | 11065 LOSCO JUNCTION DR | 1439 | South Grid | Duval | 1980-01-01 | 1980-01-01 | JEA | 225814.2842 | 780.443 | 2
LS-001365 | 4440 LOSCO RD | 1063 | South Grid | Duval | 1970-01-01 | 1970-01-01 | JEA | 12560.3593 | 276.7555 | 1
LS-001367 | 4930 LOSCO RD | 1854 | South Grid | Duval | 1980-01-01 | 1980-01-01 | JEA | 34262.0748 | 423.0721 | 1
LS-001368 | 5141 LOSCO RD | 1190 | South Grid | Duval | 1970-01-01 | 1970-01-01 | JEA | 4506.9063 | 237.0362 | 1
LS-001369 | 10747 LOST PINES DR | 1862 | East Grid | Duval | 1980-01-01 | 1980-01-01 | JEA | 27270.0293 | 325.8243 | 2
LS-001370 | 11038 LOTHMORE RD | 54169 | West Grid | Duval | 2005-07-29 | 2005-07-29 | JEA | 23882.0608 | 156.7102 | 1
LS-001371 | 900 LOTUS LN S | 1964 | St Johns Grid | Duval | 1994-10-26 | 1994-10-26 | JEA | 75383.401 | 194.565 | 2
LS-001372 | 6331 LOUIS CLARK CT | 52945 | West Grid | Duval | 2005-07-15 | 2005-07-15 | JEA | 36666.2271 | 371.3465 | 1
LS-001373 | 2045 LUANA DR E | 1861 | East Grid | Duval | 1985-01-01 | 1985-01-01 | JEA | 15503.6117 | 148.1731 | 1
LS-001374 | 2323 LUANA DR E | 1332 | East Grid | Duval | 1979-01-01 | 1979-01-01 | JEA | 34253.7114 | 350.7494 | 1
LS-001375 | 7709 LUEDERS AV | 41329 | North Grid | Duval | 2005-10-14 | 2005-10-14 | JEA | 7847.6013 | 200.9109 | 1
LS-001377 | 16433 MAGNOLIA GROVE WY | 54713 | North Grid | Duval | 2007-07-13 | 2007-07-13 | JEA | 99237.4731 | 457.8095 | 2
LS-001378 | 189 MAHOGANY BAY DR | 72110 | St Johns Grid | Duval | 2007-03-28 | 2007-03-28 | JEA | 104514.102 | 653.6731 | 2
LS-001382 | 39 MAJESTIC EAGLE DR | 72176 | St Johns Grid | St Johns | 2007-08-02 | 2007-08-02 | FPL | 79090.7668 | 539.1075 | 1
LS-001383 | 3482 MAJESTIC OAKS DR | 1220 | East Grid | Duval | 1970-01-01 | 1970-01-01 | JEA | 6516.9942 | 48.9215 | 1
LS-001384 | 1353 MALLARD LANDING BV | 24321 | St Johns Grid | Duval | 1993-08-01 | 1993-08-01 | JEA | 19223.8412 | 296.362 | 1
LS-001385 | 1896 MALLORY ST | 1597 | West Grid | Duval | 2004-02-03 | 2004-02-03 | JEA | 5215.5687 | 79.0057 | 1
LS-001388 | 11741 MANDARIN RD | 1185 | South Grid | Duval | 1980-01-01 | 1980-01-01 | JEA | 140062.9416 | 356.5555 | 2
LS-001390 | 12931 MANDARIN RD | 1121 | South Grid | Duval | 1985-01-01 | 1985-01-01 | JEA | 38707.5318 | 271.4442 | 2
LS-001392 | 14842 MANDARIN RD | 54568 | South Grid | Duval | 2005-02-07 | 2005-02-07 | JEA | 1489.0902 | 270.1217 | 1
LS-001394 | 11328 MANDARIN RIDGE LN | 2022 | South Grid | Duval | 1998-08-13 | 1998-08-13 | JEA | 6584.4067 | 92.753 | 1
LS-001396 | 2235 MANEY DR | 1134 | South Grid | Duval | 1980-01-01 | 1980-01-01 | JEA | 15933.9454 | 68.0738 | 1
LS-001397 | 2962 MANGROVE AV | 1869 | East Grid | Duval | 1970-01-01 | 1970-01-01 | JEA | 72766.7559 | 190.2512 | 2
LS-001399 | 1466 MANOTAK OAKS | 54567 | West Grid | Duval | 2006-01-13 | 2006-01-13 | JEA | 17366.3183 | 427.8564 | 1
LS-001400 | 5689 MARATHON PY | 1510 | West Grid | Duval | 1970-01-01 | 1970-01-01 | JEA | 56876.2274 | 240.9502 | 2
LS-001401 | 10366 MARBLE EGRET DR | 1319 | South Grid | Duval | 1985-01-01 | 1985-01-01 | JEA | 23586.8744 | 177.9457 | 1
LS-001402 | 1030 MARCY ST | 1777 | North Grid | Duval | 1970-01-01 | 1970-01-01 | JEA | 5753.0194 | 180.8142 | 1
LS-001403 | 1616 MARDIS PL E | 1505 | West Grid | Duval | 1988-01-01 | 1988-01-01 | JEA | 4610.5477 | 49.587 | 1
LS-001407 | 225 MARISCO WY | 52561 | West Grid | Duval | 2004-11-01 | 2004-11-01 | JEA | 12405.6235 | 94.3351 | 1
LS-001410 | 4790 MARSH HAMMOCK DR | 21450 | East Grid | Duval | 1981-10-16 | 1981-10-16 | JEA | 11598.6918 | 258.7933 | 1
LS-001411 | 13708 MARSH HARBOR DR N | 41681 | East Grid | Duval | 1998-04-02 | 1998-04-02 | JEA | 4362.1289 | 195.0426 | 1
LS-001412 | 14657 MARSH ISLAND LN | 21455 | East Grid | Duval | 1999-09-28 | 1999-09-28 | JEA | 1143.6981 | 383.3235 | 1
LS-001413 | 96135 MARSH LAKES | 32257 | Nassau Grid | Nassau | 1987-11-12 | 1987-11-12 | FPL | 21874.4887 | 227.3465 | 1
LS-001414 | 188 MARSHVIEW HAVEN DR | 54569 | St Johns Grid | St Johns | 2004-01-27 | 2004-01-27 | FPL | 11433.0785 | 245.5852 | 1
LS-001415 | 11399 MARTIN LAKE CT | 16004 | West Grid | Duval | 2004-11-17 | 2004-11-17 | JEA | 20848.3519 | 192.9528 | 1
LS-001416 | 11405 MARTIN LAKE DR | 9285 | West Grid | Duval | 2003-01-15 | 2003-01-15 | JEA | 48283.0605 | 345.8258 | 2
LS-001417 | 5936 MARTIN LUTHER KING DR | 1363 | North Grid | Duval | 1950-01-01 | 1950-01-01 | JEA | 6278.398 | 43.1998 | 1
LS-001420 | 2530 MAYAPPLE RD E | 27969 | East Grid | Duval | 1993-05-06 | 1993-05-06 | JEA | 73837.5167 | 417.0613 | 1
LS-001423 | 2304 MCMILLAN ST | 2068 | North Grid | Duval | 1998-02-12 | 1998-02-12 | JEA | 2310491.829 | 1643.761 | 4
LS-001424 | 11803 MCCORMICK RD | 27585 | East Grid | Duval | 2009-02-28 | 2009-02-28 | JEA | 6181.1284 | 89.713 | 1
LS-001425 | 12943 MCCORMICK RD | 15051 | East Grid | Duval | 1990-09-21 | 1990-09-21 | JEA | 4732.1671 | 16.2864 | 1
LS-001428 | 2251 MCCOY CREEK BV | 1419 | North Grid | Duval | 1966-01-01 | 1966-01-01 | JEA | 57940.3998 | 494.0349 | 1
LS-001430 | 4170 MCGIRTS BV | 1370 | West Grid | Duval | 2011-02-17 | 2011-02-17 | JEA | 81520.554 | 549.808 | 2
LS-001431 | 10516 MCGIRTS CREEK DR | 1785 | West Grid | Duval | 2001-02-09 | 2001-02-09 | JEA | 5122.7846 | 64.9904 | 1
LS-001432 | 1895 MCGIRTS POINT BV | 44561 | West Grid | Duval | 2006-11-08 | 2006-11-08 | JEA | 24468.6641 | 148.129 | 1
LS-001434 | 10577 MCLAURIN RD E | 19215 | South Grid | Duval | 1997-06-26 | 1997-06-26 | JEA | 5179.7246 | 52.797 | 1
LS-001435 | 10342 MEADOW POINT DR | 1247 | West Grid | Duval | 1999-07-01 | 1999-07-01 | JEA | 44183.9145 | 296.284 | 1
LS-001436 | 7901 MEADOW VISTA DR | 54571 | South Grid | Duval | 1971-02-18 | 1971-02-18 | JEA | 24873.9953 | 87.4443 | 1
LS-001437 | 12785 MEADOWSWEET LN | 1037 | East Grid | Duval | 1980-01-01 | 1980-01-01 | JEA | 40127.5131 | 305.7941 | 1
LS-001439 | 3801 MEEK DR | 54572 | East Grid | Duval | 1959-02-21 | 1959-02-21 | JEA | 13097.651 | 55.0819 | 1
LS-001440 | 7619 MELVIN RD | 18890 | West Grid | Duval | 2005-05-27 | 2005-05-27 | JEA | 88758.767 | 924.5723 | 2
LS-001441 | 1410 MENLO AV | 1910 | North Grid | Duval | 1998-04-22 | 1998-04-22 | JEA |  |  | 4
LS-001443 | 41 MENTORIA RD | 52278 | Nassau Grid | Nassau | 1995-05-01 | 1995-05-01 | FPL | 26969.8699 | 394.6743 | 2
LS-001444 | 2200 MERCER CR S | 1603 | South Grid | Duval | 1980-01-01 | 1980-01-01 | JEA | 23673.5053 | 226.7577 | 1
LS-001445 | 8446 MERCHANT WALK | 31298 | West Grid | Duval | 2004-02-08 | 2004-02-08 | JEA | 38611.6291 | 219.1139 | 1
LS-001446 | 8120 MERCHANTS GATE DR | 52899 | West Grid | Duval | 2005-11-01 | 2005-11-01 | JEA | 43936.3085 | 871.8602 | 2
LS-001450 | 11815 MERGANSER WY | 1385 | South Grid | Duval | 1980-01-01 | 1980-01-01 | JEA | 20098.7507 | 484.2308 | 1
LS-001452 | 7732 MERRILL RD | 27873 | East Grid | Duval | 1960-03-04 | 1960-03-04 | JEA | 55558.9823 | 117.659 | 3
LS-001454 | 4401 MERRIMAC AV | 1648 | West Grid | Duval | 1983-01-01 | 1983-01-01 | JEA | 4394.2284 | 191.2115 | 1
LS-001455 | 12237 MESA VERDE TR | 1384 | South Grid | Duval | 1980-01-01 | 1980-01-01 | JEA | 92208.2848 | 252.4783 | 1
LS-001456 | METRO PARK | 54574 | h | Duval | 2004-07-21 | 2004-07-21 | JEA | 831.9084 | 196.1656 | 1
LS-001458 | 937 MIKAEL AV | 1695 | West Grid | Duval | 1980-01-01 | 1980-01-01 | JEA | 20506.0396 | 340.9708 | 2
LS-001459 | 1030 MILL CREEK RD | 1529 | East Grid | Duval | 2001-06-30 | 2001-06-30 | JEA |  |  | 3
LS-001461 | 9411 MILL SPRINGS RD | 2021 | South Grid | Duval | 1980-01-01 | 1980-01-01 | JEA | 23789.6386 | 598.4504 | 1
LS-001462 | 1400 MILLCOE RD | 22081 | East Grid | Duval | 1993-02-25 | 1993-02-25 | JEA | 428.951 | 98.3179 | 2
LS-001463 | 7202 MIMOSA GROVE TL | 1812 | West Grid | Duval | 1980-01-01 | 1980-01-01 | JEA | 8449.0173 | 46.8755 | 1
LS-001464 | 11004 MINDANAO DR S | 1635 | East Grid | Duval | 1970-01-01 | 1970-01-01 | JEA | 147574.1367 | 704.6265 | 2
LS-001466 | 85537 MINER RD | 11202 | Nassau Grid | Nassau | 2002-05-29 | 2002-05-29 | FPL | 47673.6944 | 347.1806 | 2
LS-001467 | 5872 MINING TR | 1440 | South Grid | Duval | 1970-01-01 | 1970-01-01 | JEA | 3780.8991 | 141.1638 | 1
LS-001468 | 5423 MINOSA CT | 1677 | North Grid | Duval | 1988-01-01 | 1988-01-01 | JEA | 14540.4654 | 111.2662 | 1
LS-001469 | 12501 MISSION HILLS DR | 16003 | East Grid | Duval | 1989-01-23 | 1989-01-23 | JEA | 3205.5141 | 189.9025 | 1
LS-001470 | 3900 MISSION HILLS DR E | 16001 | East Grid | Duval | 1989-01-23 | 1989-01-23 | JEA | 3632.7964 | 46.9919 | 2
LS-001471 | 4840 MISSISSIPPI CT | 1239 | North Grid | Duval | 1982-08-02 | 1982-08-02 | JEA | 4223.4238 | 151.6601 | 1
LS-001472 | 8017 MISTY MEADOW CT N | 11201 | West Grid | Duval | 2003-12-04 | 2003-12-04 | JEA | 6946.4414 | 163.2507 | 1
LS-001473 | 12090 MISTY WATER DR N | 10574 | East Grid | Duval | 2001-06-05 | 2001-06-05 | JEA | 27033.3448 | 137.0226 | 1
LS-001474 | 6781 MISTYVIEW DR | 52898 | West Grid | Duval | 2007-08-01 | 2007-08-01 | JEA | 22129.6408 | 493.1494 | 1
LS-001475 | 3942 MONCRIEF RD | 136117 | North Grid | Duval | 1980-01-01 | 1980-01-01 | JEA | 11350.3412 | 100.556 | 1
LS-001476 | 4861 MONCRIEF RD | 54576 | North Grid | Duval | 2006-08-01 | 2006-08-01 | JEA | 64223.0272 | 492.8881 | 2
LS-001477 | 5447 MONCRIEF RD W | 1238 | North Grid | Duval | 1980-01-01 | 1980-01-01 | JEA | 1967.3597 | 97.9948 | 1
LS-001479 | 5001 MONROE FOREST DR | 30161 | South Grid | Duval | 2006-08-16 | 2006-08-16 | JEA | 550.1473 | 19.4816 | 1
LS-001480 | 3780 MONTEBELLO WY | 54575 | East Grid | Duval | 2006-07-12 | 2006-07-12 | JEA | 24531.8285 | 588.154 | 1
LS-001481 | 7819 MONTEREY BAY DR | 12482 | South Grid | Duval | 2001-09-11 | 2001-09-11 | JEA | 36618.3558 | 262.226 | 1
LS-001482 | 11238 MONUMENT LANDING BV | 1758 | East Grid | Duval | 1980-01-01 | 1980-01-01 | JEA | 8939.5326 | 130.2486 | 1
LS-001484 | 1154 MONUMENT RD | 19209 | East Grid | Duval | 2000-01-03 | 2000-01-03 | JEA | 121860.2034 | 996.03 | 2
LS-001485 | 1453 MONUMENT RD | 16964 | East Grid | Duval | 1970-01-15 | 1970-01-15 | JEA |  |  | 1
LS-001486 | 1500 MONUMENT RD | 25921 | East Grid | Duval | 1986-09-30 | 1986-09-30 | JEA | 12177.0957 | 243.9342 | 1
LS-001487 | 1701 MONUMENT RD | 18895 | East Grid | Duval | 1978-03-15 | 1978-03-15 | JEA | 39439.2046 | 208.3786 | 2
LS-001488 | 3333 MONUMENT RD | 15363 | East Grid | Duval | 1985-10-11 | 1985-10-11 | JEA | 10775.5155 | 49.5091 | 1
LS-001489 | 4245 MONUMENT RD | 15045 | East Grid | Duval | 1983-09-14 | 1983-09-14 | JEA | 4541.3071 | 157.6754 | 1
LS-001490 | 4621 MONUMENT POINT CR | 14728 | East Grid | Duval | 1988-01-01 | 1988-01-01 | JEA | 21068.1419 | 191.7503 | 1
LS-001491 | 12629 MOOSE RD | 1908 | North Grid | Duval | 1980-01-01 | 1980-01-01 | JEA | 21908.9016 | 114.2081 | 1
LS-001492 | 5631 MORET DR | 1114 | West Grid | Duval | 2005-11-21 | 2005-11-21 | JEA | 11626.892 | 170.7768 | 1
LS-001493 | 6600 MORET DR S | 25922 | West Grid | Duval | 1957-03-12 | 1957-03-12 | JEA | 25677.6566 | 166.5086 | 1
LS-001496 | 4516 MORRISON ST | 1397 | North Grid | Duval | 1950-01-01 | 1950-01-01 | JEA | 3780.3036 | 44.2588 | 1
LS-001498 | 6084 MORSE AVE | 59969 | West Grid | Duval | 2007-06-01 | 2007-06-01 | JEA | 1436.8791 | 44.728 | 1
LS-001499 | 6101 MORSE AV | 19844 | West Grid | Duval | 2005-04-26 | 2005-04-26 | JEA | 18097.0067 | 372.5602 | 1
LS-001500 | 6857 MORSE AV | 12808 | West Grid | Duval | 2008-05-01 | 2008-05-01 | JEA | 110930.8843 | 939.034 | 2
LS-001503 | 4990 MORVEN RD | 1653 | West Grid | Duval | 1982-01-01 | 1982-01-01 | JEA | 52516.7631 | 185.5304 | 2
LS-001504 | 15598 MOSS HOLLOW DR | 54577 | North Grid | Duval | 2000-11-17 | 2000-11-17 | JEA | 15530.8692 | 341.2519 | 1
LS-001505 | 11629 MOSSY WY | 1522 | South Grid | Duval | 1966-01-01 | 1966-01-01 | JEA | 104029.7724 | 386.2849 | 2
LS-001506 | 11433 KINGSLEY MANOR WAY | 14736 | East Grid | Duval | 1985-07-25 | 1985-07-25 | JEA | 4414.851 | 25.2617 | 1
LS-001508 | 4513 MOUNTAIN BROOK LN E | 1425 | East Grid | Duval | 1985-01-01 | 1985-01-01 | JEA | 20085.1921 | 132.0895 | 1
LS-001509 | 12934 MT PLEASANT RD | 15369 | East Grid | Duval | 1989-01-23 | 1989-01-23 | JEA | 44737.5012 | 214.6372 | 1
LS-001512 | 55 MYRTLE AV | 52882 | North Grid | Duval | 2001-01-01 | 2001-01-01 | JEA | 540988.8379 | 3092.5126 | 3
LS-001516 | 96091 NASSAU PL | 36769 | Nassau Grid | Nassau | 2000-04-24 | 2000-04-24 | FPL | 1996.1508 | 41.5649 | 1
LS-001517 | 10965 NATALIE DR | 54578 | North Grid | Duval | 2001-08-31 | 2001-08-31 | JEA | 9942.2573 | 125.7892 | 1
LS-001518 | 8205 NATIONS WY | 1175 | South Grid | Duval | 2005-06-26 | 2005-06-26 | JEA | 37958.4493 | 221.263 | 1
LS-001520 | 1082 NELSON ST | 1417 | West Grid | Duval | 1967-01-01 | 1967-01-01 | JEA | 98950.4311 | 569.0099 | 1
LS-001522 | 981 NESTING SWALLOW DR | 1297 | East Grid | Duval | 1982-01-01 | 1982-01-01 | JEA | 38854.557 | 412.6617 | 1
LS-001533 | 1490 NEW BERLIN RD | 10886 | North Grid | Duval | 2003-04-08 | 2003-04-08 | JEA | 8085.7813 | 468.2526 | 1
LS-001536 | 3401 NEW BERLIN RD | 2059 | North Grid | Duval | 1989-01-01 | 1989-01-01 | JEA | 92343.47 | 404.1758 | 2
LS-001558 | 5589 NEW WORLD BV | 21442 | West Grid | Duval | 2004-02-19 | 2004-02-19 | JEA | 6652.6548 | 537.2673 | 2
LS-001559 | 5987 NEW WORLD AVE | 33873 | West Grid | Duval | 2007-04-16 | 2007-04-16 | JEA | 1645.0849 | 103.4691 | 2
LS-001561 | NGS 1_LS01 | 105750 | North Grid | Duval | 2000-01-01 | 2000-01-01 | JEA |  |  | 1
LS-001562 | NGS 2_LS01 | 54581 | North Grid | Duval | 2010-05-13 | 2010-05-13 | JEA |  |  | 1
LS-001563 | NGS 3 | 54582 | North Grid | Duval | 2006-01-01 | 2006-01-01 | JEA |  |  | 1
LS-001564 | NGS 4 | 54583 | North Grid | Duval | 2006-01-01 | 2006-01-01 | JEA | 270.6444 | 15.4623 | 1
LS-001565 | 2078 NIBLICK DR | 1157 | West Grid | Duval | 2014-03-01 | 2014-03-01 | JEA | 6635.2958 | 34.8125 | 1
LS-001566 | 76210 NICHOLAS CUTINHA RD | 52279 | Nassau Grid | Nassau | 2001-10-09 | 2001-10-09 | FPL | 18539.5361 | 708.1333 | 2
LS-001574 | 5121 NORMANDY BV | 1416 | West Grid | Duval | 1954-01-01 | 1954-01-01 | JEA | 3947.5861 | 9.4565 | 2
LS-001585 | 7764 NORMANDY BV | 1682 | West Grid | Duval | 1982-01-01 | 1982-01-01 | JEA | 35653.0238 | 352.3862 | 2
LS-001593 | 9330 NORMANDY BV | 1644 | West Grid | Duval | 1998-01-01 | 1998-01-01 | JEA | 665.8427 | 62.5935 | 1
LS-001594 | 9800 NORMANDY BV | 1643 | West Grid | Duval | 1994-01-01 | 1994-01-01 | JEA | 2742.1468 | 450.6396 | 1
LS-001596 | 8121 NOROAD | 1541 | West Grid | Duval | 1999-08-02 | 1999-08-02 | JEA | 13385.0948 | 125.4461 | 1
LS-001597 | 8591 NOROAD DRIVE | 72118 | West Grid | Duval | 2007-06-05 | 2007-06-05 | JEA | 16158.6987 | 407.1416 | 1
LS-001598 | 6247 NORSE DR | 27922 | West Grid | Duval | 1979-08-07 | 1979-08-07 | JEA | 15983.8852 | 78.4409 | 2
LS-001600 | 115 NORTH DURBIN PY | 52897 | St Johns Grid | Duval | 2007-02-12 | 2007-02-12 | JEA | 94830.0335 | 659.6924 | 2
LS-001601 | 585 NORTH DURBIN PY | 72117 | St Johns Grid | Duval | 2007-04-03 | 2007-04-03 | JEA | 18017.604 | 99.5051 | 1
LS-001605 | 11551 NORTH RIDE CR W | 1967 | South Grid | Duval | 1950-01-01 | 1950-01-01 | JEA | 5027.6185 | 64.2946 | 1
LS-001606 | 7668 NORTH SHORE DR | 1981 | North Grid | Duval | 1950-01-01 | 1950-01-01 | JEA | 1208.3505 | 56.7255 | 1
LS-001607 | 6947 NORWOOD AV | 1602 | North Grid | Duval | 1985-01-01 | 1985-01-01 | JEA | 255813.0851 | 661.8978 | 4
LS-001608 | 801-1 NOTTAGE HILL ST | 63777 | St Johns Grid | St Johns | 2006-06-03 | 2006-06-03 | FPL | 33790.3526 | 213.0597 | 1
LS-001609 | 1648 NOTTINGHAM KNOLL DR | 1924 | East Grid | Duval | 1997-10-25 | 1997-10-25 | JEA | 18682.5176 | 179.4154 | 1
LS-001610 | 4423 JIGGERMAST AV | 14729 | East Grid | Duval | 1978-11-29 | 1978-11-29 | JEA | 26125.2339 | 388.5489 | 1
LS-001611 | 11487 OAK LAWN RD | 23361 | North Grid | Duval | 2005-11-14 | 2005-11-14 | JEA | 6603.7866 | 90.7841 | 1
LS-001613 | 2034 OAK WATER DR | 16655 | East Grid | Duval | 1983-07-06 | 1983-07-06 | JEA | 8898.0833 | 101.5424 | 1
LS-001615 | 573 OAKLEAF PLANTATION PY | 52915 | West Grid | Clay | 2006-10-13 | 2006-10-13 | CLAY E | 71491.3249 | 585.522 | 2
LS-001616 | 785-2 OAKLEAF PLANTATION | 30615 | West Grid | Clay | 2005-04-18 | 2005-04-18 | CLAY E | 35562.8903 | 459.4645 | 1
LS-001617 | 786 OAKLEAF PLANTATION PY | 30616 | West Grid | Clay | 2010-09-22 | 2010-09-22 | CLAY E | 10453.052 | 335.9397 | 1
LS-001619 | 103 OCEAN GRAND BV | 54584 | St Johns Grid | St Johns | 2008-03-11 | 2008-03-11 | FPL | 31027.4588 | 278.3325 | 1
LS-001623 | 150 OLD BLUFF DR | 55137 | St Johns Grid | St Johns | 2007-01-03 | 2007-01-03 | FPL | 20106.3334 | 85.8932 | 1
LS-001624 | 5447 OLD COLONY DR | 54609 | West Grid | Duval | 2006-08-30 | 2006-08-30 | JEA | 19247.0913 | 489.2736 | 1
LS-001626 | 6305 OLD KINGS RD N | 1536 | North Grid | Duval | 1993-01-01 | 1993-01-01 | JEA | 1437.6339 | 261.9388 | 1
LS-001627 | 8198 OXFORD FOREST DR | 1837 | South Grid | Duval | 1976-01-01 | 1976-01-01 | JEA | 16606.3456 | 353.7717 | 2
LS-001628 | 8153 OLD KINGS RD S | 18884 | South Grid | Duval | 1979-08-06 | 1979-08-06 | JEA | 24292.4598 | 355.5216 | 1
LS-001629 | 8833 OLD KINGS RD S | 54610 | South Grid | Duval | 1999-02-08 | 1999-02-08 | JEA | 15308.3475 | 138.8494 | 1
LS-001630 | 8884 OLD KINGS RD S | 1622 | South Grid | Duval | 1999-02-08 | 1999-02-08 | JEA | 53411.5386 | 370.4449 | 1
LS-001631 | 9391 OLD KINGS RD S | 2023 | South Grid | Duval | 1980-01-01 | 1980-01-01 | JEA | 97401.82 | 756.8879 | 1
LS-001637 | 6712 OLD MIDDLEBURG RD | 10889 | West Grid | Duval | 2003-09-25 | 2003-09-25 | JEA | 10852.4105 | 549.1979 | 2
LS-001639 | 7184 OLD PIONEER ROAD | 67617 | West Grid | Duval | 2008-08-25 | 2008-08-25 | JEA | 89275.3816 | 2174.692 | 1
LS-001643 | 12905 ST AUGUSTINE RD | 9923 | South Grid | Duval | 2001-11-14 | 2001-11-14 | JEA | 3253.3187 | 332.5723 | 1
LS-001644 | 3902 OLD SUNBEAM RD | 1311 | South Grid | Duval | 1975-01-01 | 1975-01-01 | JEA | 12266.0131 | 87.9742 | 2
LS-001645 | 4193 OLDFIELD CROSSING DR | 207527 | South Grid | Duval | 1988-01-01 | 1988-01-01 | JEA | 7956.9761 | 54.8918 | 1
LS-001646 | 11969 OLDFIELD POINT DR | 1127 | South Grid | Duval | 1970-01-01 | 1970-01-01 | JEA | 21479.7066 | 320.2619 | 1
LS-001647 | 2520 ORANGE PICKER RD | 1123 | South Grid | Duval | 1985-01-01 | 1985-01-01 | JEA |  |  | 3
LS-001648 | 5349 ORTEGA BLUFF LN | 9282 | West Grid | Duval | 2002-07-18 | 2002-07-18 | JEA | 4528.214 | 140.9349 | 1
LS-001649 | 7799 ORTEGA BLUFF PY | 9283 | West Grid | Duval | 2001-10-16 | 2001-10-16 | JEA | 14371.6036 | 82.5833 | 1
LS-001650 | 3801 ORTEGA BV | 1685 | West Grid | Duval | 1980-01-01 | 1980-01-01 | JEA | 594.6479 | 35.2934 | 1
LS-001652 | 5004 ORTEGA FARMS BV | 1254 | West Grid | Duval | 1982-01-01 | 1982-01-01 | JEA | 13519.9197 | 117.5997 | 1
LS-001654 | 4959 ORTEGA HILLS DR | 30180 | West Grid | Duval | 1997-11-26 | 1997-11-26 | JEA | 87804.4267 | 280.0689 | 1
LS-001655 | 4659 ORTEGA ISLAND DR | 1651 | West Grid | Duval | 1980-01-01 | 1980-01-01 | JEA |  |  | 1
LS-001657 | 8671 OSPREY LN | 2011 | South Grid | Duval | 1980-01-01 | 1980-01-01 | JEA | 81916.4816 | 527.723 | 2
LS-001658 | 96515 OTTER RUN | 31937 | Nassau Grid | Nassau | 1988-02-03 | 1988-02-03 | FPL | 6552.4021 | 152.0922 | 1
LS-001659 | 7422 OVERLAND PARK BV | 1960 | West Grid | Duval | 1970-01-01 | 1970-01-01 | JEA | 53837.2968 | 353.2174 | 1
LS-001664 | 5303 Commissioners Dr | 54508 | East Grid | Duval | 2005-07-05 | 2005-07-05 | JEA | 30785.0886 | 441.331 | 1
LS-001666 | 70A PABLO RD | 38193 | St Johns Grid | St Johns | 2007-08-03 | 2007-08-03 | BEACHES E | 32890.8864 | 174.7904 | 2
LS-001667 | 13288 PACEMAKER DR | 2002 | East Grid | Duval | 1985-01-01 | 1985-01-01 | JEA | 7842.4955 | 107.9136 | 1
LS-001668 | 3161 PADDLE BOAT LN | 1267 | South Grid | Duval | 1980-01-01 | 1980-01-01 | JEA | 59912.9403 | 366.7547 | 1
LS-001670 | 3580 PALL MALL DR | 1432 | South Grid | Duval | 1985-01-01 | 1985-01-01 | JEA | 66748.1468 | 454.2836 | 2
LS-001671 | 12928 PALMETTO GLADE DR | 1828 | East Grid | Duval | 1980-01-01 | 1980-01-01 | JEA | 39436.03 | 155.678 | 2
LS-001672 | 5512 PALMETTO INLET E | 15047 | East Grid | Duval | 1978-03-08 | 1978-03-08 | JEA | 43786.2019 | 149.6674 | 1
LS-001673 | 11182 PANTHER CREEK PY | 12485 | West Grid | Duval | 2003-10-21 | 2003-10-21 | JEA | 138118.5981 | 480.7499 | 2
LS-001674 | 37090 PARADISE COMMONS | 14082 | Nassau Grid | Nassau | 2001-04-06 | 2001-04-06 | FPL | 36732.4698 | 325.9244 | 1
LS-001683 | 4815 PARK ST | 21446 | West Grid | Duval | 2005-06-03 | 2005-06-03 | JEA | 19103.5033 | 198.8517 | 1
LS-001685 | 13437 PARKLAND RD | 16644 | West Grid | Duval | 2003-12-09 | 2003-12-09 | JEA | 219008.2017 | 1085.3466 | 4
LS-001686 | 8132 PARKRIDGE CR S | 37090 | East Grid | Duval | 1970-11-04 | 1970-11-04 | JEA | 2404.5707 | 52.6303 | 1
LS-001687 | 638 PARKVIEW DR | 1942 | West Grid | Duval | 1982-01-01 | 1982-01-01 | JEA | 18556.8752 | 395.2801 | 2
LS-001688 | 2450 PATSY ANNE DR | 1040 | East Grid | Duval | 2004-12-02 | 2004-12-02 | JEA | 3996.9379 | 37.1009 | 1
LS-001690 | 1124 PAWNEE PL | 1965 | St Johns Grid | Duval | 2000-01-24 | 2000-01-24 | JEA | 45368.086 | 174.9528 | 1
LS-001692 | 3826 PEBBLE BROOKE CR S | 31633 | West Grid | Clay | 2003-04-28 | 2003-04-28 | CLAY E |  |  | 2
LS-001694 | 14063 PECAN PARK RD | 13444 | North Grid | Duval | 2003-05-02 | 2003-05-02 | JEA | 2023.5516 | 122.3114 | 1
LS-001695 | 14201 PECAN PARK RD | 1234 | North Grid | Duval | 1991-04-17 | 1991-04-17 | JEA | 1636.097 | 340.6093 | 1
LS-001696 | 14300 PECAN PARK RD | 1237 | North Grid | Duval | 1999-11-26 | 1999-11-26 | JEA | 11183.9366 | 75.186 | 1
LS-001697 | 606 PECAN PARK RD | 2247 | North Grid | Duval | 2002-01-01 | 2002-01-01 | JEA | 11485.5668 | 78.5776 | 1
LS-001698 | 3475 PEELER RD | 20803 | East Grid | Duval | 1976-04-16 | 1976-04-16 | JEA | 30571.7047 | 166.9389 | 1
LS-001699 | 852 PEPPERVINE AV | 10570 | St Johns Grid | Duval | 2002-12-05 | 2002-12-05 | JEA | 16509.6601 | 173.7741 | 1
LS-001701 | 132 PEREGRINE CT | 1160 | East Grid | Duval | 1970-01-01 | 1970-01-01 | JEA | 23369.6348 | 160.5849 | 1
LS-001703 | 8784 PERIMETER PARK BV | 1053 | South Grid | Duval | 1980-01-01 | 1980-01-01 | JEA | 29107.4803 | 240.7094 | 1
LS-001704 | 4815 WESCONETT | 1507 | West Grid | Duval | 1954-01-01 | 1954-01-01 | JEA | 6018.7599 | 57.5748 | 1
LS-001706 | 6295 PETTIFORD DR E | 1403 | North Grid | Duval | 1966-01-01 | 1966-01-01 | JEA | 3645.7491 | 50.8112 | 1
LS-001709 | 10200 PHILIPS HY | 19842 | South Grid | Duval | 1991-02-07 | 1991-02-07 | JEA | 32131.8329 | 360.1103 | 1
LS-001713 | 3699 PHILIPS HY | 1474 | East Grid | Duval | 1954-01-01 | 1954-01-01 | JEA | 28366.3575 | 167.7848 | 2
LS-001714 | 3910 PHILIPS HY | 1897 | East Grid | Duval | 1990-01-01 | 1990-01-01 | JEA | 3952.1554 | 94.7034 | 1
LS-001750 | 6752 PHILIPS INDUSTRIAL BV E | 1066 | South Grid | Duval | 1990-01-01 | 1990-01-01 | JEA | 39156.4347 | 182.2415 | 2
LS-001753 | 2894 PHYLLIS ST | 1692 | West Grid | Duval | 1954-01-01 | 1954-01-01 | JEA | 11648.4938 | 55.494 | 2
LS-001754 | 7605 PICKETT ST | 18568 | North Grid | Duval | 2005-07-13 | 2005-07-13 | JEA | 9499.2084 | 157.8732 | 1
LS-001755 | 1219 PICKETVILLE RD | 1497 | West Grid | Duval | 1980-01-01 | 1980-01-01 | JEA | 26576.7771 | 425.2985 | 1
LS-001764 | 9456 PICKWICK DR | 1430 | South Grid | Duval | 1980-01-01 | 1980-01-01 | JEA | 17643.4322 | 136.933 | 1
LS-001765 | 96158 PIEDMONT DR | 15042 | Nassau Grid | Nassau | 2003-07-29 | 2003-07-29 | FPL | 16923.143 | 353.6814 | 1
LS-001766 | 11003 PINE ACRES RD | 13448 | South Grid | Duval | 2004-04-22 | 2004-04-22 | JEA | 955.0328 | 43.2475 | 1
LS-001768 | 14094 PINE ISLAND DR | 1895 | East Grid | Duval | 1992-01-01 | 1992-01-01 | JEA | 14228.3884 | 137.3994 | 1
LS-001770 | 861 PINE MOSS DR | 1082 | North Grid | Duval | 2001-03-26 | 2001-03-26 | JEA | 9425.6459 | 79.7414 | 1
LS-001773 | 7616 PLANTATION BAY DR | 54612 | West Grid | Duval | 2007-01-17 | 2007-01-17 | JEA | 73286.9193 | 256.2347 | 1
LS-001775 | 4191 PLANTATION OAKS BV | 54611 | West Grid | Clay | 2005-07-24 | 2005-07-24 | CLAY E | 64923.4593 | 715.506 | 1
LS-001776 | 1826 PLANTATION OAKS DR | 1521 | South Grid | Duval | 1990-01-01 | 1990-01-01 | JEA | 28333.4605 | 406.0545 | 2
LS-001777 | 8201 PLAZA GATE LN | 15374 | South Grid | Duval | 1971-03-01 | 1971-03-01 | JEA | 21862.4268 | 204.8985 | 1
LS-001778 | 10613 PLUM HOLLOW DR | 1654 | West Grid | Duval | 1989-01-01 | 1989-01-01 | JEA | 106990.8858 | 518.6875 | 2
LS-001779 | 6972 PLUM LAKE DR | 1511 | West Grid | Duval | 1988-01-01 | 1988-01-01 | JEA | 85767.1103 | 974.2626 | 2
LS-001780 | 3113 PLUM ST | 1994 | West Grid | Duval | 2010-07-14 | 2010-07-14 | JEA | 25177.2034 | 530.3646 | 1
LS-001783 | 79734 PLUMMERS CREEK DR | 91985 | Nassau Grid | Nassau | 2009-04-10 | 2009-04-10 | FPL | 41213.2798 | 446.173 | 1
LS-001784 | 4616 PLYMOUTH ST | 27537 | West Grid | Duval | 2004-01-15 | 2004-01-15 | JEA | 62164.7486 | 493.6053 | 2
LS-001786 | 7825 POINT MEADOWS DR | 1842 | South Grid | Duval | 2000-05-19 | 2000-05-19 | JEA | 77845.921 | 394.4163 | 2
LS-001787 | 8032 POINT MEADOWS DR | 1613 | South Grid | Duval | 1998-10-28 | 1998-10-28 | JEA | 68352.5632 | 1481.2305 | 2
LS-001788 | 12621 POINT PARK DR | 1035 | East Grid | Duval | 1980-01-01 | 1980-01-01 | JEA | 17070.8155 | 205.2278 | 1
LS-001789 | 5838 POMPANO DR | 19843 | East Grid | Duval | 1985-07-18 | 1985-07-18 | JEA | 246210.2887 | 499.0122 | 3
LS-001790 | 201 PONTE VEDRA BV | 54613 | St Johns Grid | St Johns | 2000-01-03 | 2000-01-03 | BEACHES E |  |  | 2
LS-001791 | 240-1 PONTE VEDRA BV | 371644 | St Johns Grid | St Johns | 2024-07-22 | 2024-07-22 | BEACHES E |  |  | 1
LS-001792 | 280A PONTE VEDRA BV | 54615 | St Johns Grid | St Johns | 2004-08-11 | 2004-08-11 | BEACHES E | 5654.9581 | 138.661 | 2
LS-001793 | 612 PONTE VEDRA BV | 38449 | St Johns Grid | St Johns | 1983-12-28 | 1983-12-28 | BEACHES E | 21753.9316 | 389.5647 | 1
LS-001794 | 651 PONTE VEDRA BV | 38177 | St Johns Grid | St Johns | 1981-12-08 | 1981-12-08 | BEACHES E | 22207.8677 | 342.9856 | 1
LS-001795 | 3034 PORT JACKSONVILLE PY | 52306 | North Grid | Duval | 2005-08-12 | 2005-08-12 | JEA | 21086.7221 | 316.0984 | 2
LS-001796 | 3774 PORT JACKSONVILLE PY | 52305 | North Grid | Duval | 2005-08-12 | 2005-08-12 | JEA | 3156.7492 | 98.7085 | 1
LS-001797 | 1527 PORTER LAKES DR | 28881 | North Grid | Duval | 2005-08-31 | 2005-08-31 | JEA | 29740.1674 | 250.3253 | 1
LS-001798 | 11221 PORTSIDE DR | 14725 | East Grid | Duval | 1963-06-20 | 1963-06-20 | JEA | 30827.0988 | 229.7398 | 1
LS-001799 | 4508 PORTSMOUTH AV | 2065 | North Grid | Duval | 1950-01-01 | 1950-01-01 | JEA | 9695.4648 | 41.0589 | 1
LS-001800 | 1888 POWELL PL | 1596 | West Grid | Duval | 2006-03-01 | 2006-03-01 | JEA | 30399.9845 | 182.4684 | 1
LS-001804 | 6513 POWERS AV | 54616 | South Grid | Duval | 2000-02-01 | 2000-02-01 | JEA | 1029.5163 | 324.2019 | 1
LS-001805 | 12250 PRAIRIE VIEW DR | 1199 | South Grid | Duval | 1982-01-01 | 1982-01-01 | JEA | 48370.9599 | 331.9778 | 2
LS-001806 | 7742 PRAVER DR E | 18247 | South Grid | Duval | 1960-01-07 | 1960-01-07 | JEA | 2170.0959 | 55.8046 | 1
LS-001807 | 1201 PRESIDENTS CT | 54617 | West Grid | Duval | 2001-12-17 | 2001-12-17 | JEA | 1901.9627 | 149.8159 | 1
LS-001810 | 183 PRINCE ALBERT AV | 72114 | St Johns Grid | Duval | 2007-04-02 | 2007-04-02 | JEA |  |  | 2
LS-001811 | 13383 PRINCESS KELLY DR | 81697 | East Grid | Duval | 2006-09-27 | 2006-09-27 | JEA | 4307.1201 | 59.077 | 1
LS-001812 | 13560 PRINCESS KELLY DR | 43601 | East Grid | Duval | 1991-09-09 | 1991-09-09 | JEA | 21667.4834 | 245.59 | 1
LS-001813 | 8331 PRINCETON SQUARE BV W | 18246 | South Grid | Duval | 1983-06-01 | 1983-06-01 | JEA | 307817.4771 | 571.1666 | 3
LS-001814 | 4301 PERIMETER INDUSTRIAL PARK ROAD | 10575 | West Grid | Duval | 2001-10-26 | 2001-10-26 | JEA | 5903.3629 | 58.4944 | 1
LS-001816 | 5051 PROPELLER DR | 13445 | North Grid | Duval | 2000-06-01 | 2000-06-01 | JEA | 6839.2911 | 186.672 | 1
LS-001817 | 12321 PULASKI RD | 48754 | North Grid | Duval | 2004-04-01 | 2004-04-01 | JEA |  |  | 4
LS-001818 | 579 PURCELL DR | 1500 | West Grid | Duval | 1991-05-21 | 1991-05-21 | JEA | 41307.0171 | 567.0109 | 2
LS-001819 | 42 PURITAN RD | 72111 | St Johns Grid | Duval | 2007-03-28 | 2007-03-28 | JEA | 17687.3284 | 121.0577 | 1
LS-001820 | 7998 QUAIL COVE LN | 1259 | West Grid | Duval | 1982-01-01 | 1982-01-01 | JEA | 95142.5419 | 650.8307 | 2
LS-001821 | 5148 QUAN DR | 1372 | West Grid | Duval | 1999-10-12 | 1999-10-12 | JEA | 43545.9511 | 220.5956 | 1
LS-001822 | 218 QUEEN VICTORIA AV | 72113 | St Johns Grid | Duval | 2007-04-02 | 2007-04-02 | JEA | 42804.4514 | 391.0433 | 1
LS-001823 | 225 QUEENS HARBOR BV N | 45553 | East Grid | Duval | 1991-09-09 | 1991-09-09 | JEA | 7492.9018 | 335.443 | 2
LS-001824 | 581 QUEENS HARBOR BV N | 45521 | East Grid | Duval | 1991-09-09 | 1991-09-09 | JEA | 193915.3159 | 455.5849 | 2
LS-001825 | 1145 QUEENS HARBOUR BV | 42961 | East Grid | Duval | 1991-09-09 | 1991-09-09 | JEA | 6237.3278 | 102.1722 | 1
LS-001826 | 1207 QUEENS ISLAND CT | 42321 | East Grid | Duval | 1995-11-13 | 1995-11-13 | JEA | 3807.832 | 227.7647 | 1
LS-001827 | 9174 RG SKINNER PY | 32897 | South Grid | Duval | 2005-01-24 | 2005-01-24 | JEA | 51945.7588 | 604.9699 | 2
LS-001828 | 10277 RABBIT RIDGE RD | 7043 | North Grid | Duval | 2001-11-14 | 2001-11-14 | JEA | 6134.185 | 48.3882 | 1
LS-001831 | 3880 RACE TRACK RD | 10241 | St Johns Grid | Duval | 2001-12-03 | 2001-12-03 | JEA | 6884.0843 | 207.7545 | 1
LS-001838 | 6800 RAMONA BV | 47442 | West Grid | Duval | 2007-11-29 | 2007-11-29 | JEA | 25391.1766 | 215.9227 | 1
LS-001840 | 7265 RAMPART RD | 54619 | West Grid | Duval | 1999-09-17 | 1999-09-17 | JEA | 26634.5187 | 336.5805 | 1
LS-001841 | 7752 RAMPART RD | 1791 | West Grid | Duval | 2010-01-20 | 2010-01-20 | JEA | 10281.7941 | 176.9358 | 1
LS-001845 | 4901 RATHBONE DR | 1726 | South Grid | Duval | 1974-06-07 | 1974-06-07 | JEA | 10250.0879 | 89.1817 | 1
LS-001846 | 1820 RAY GREEN DR | 1877 | North Grid | Duval | 1980-01-01 | 1980-01-01 | JEA | 176481.5065 | 1132.645 | 2
LS-001847 | 13399 LONG CYPRESS TR | 1571 | South Grid | Duval | 1982-01-01 | 1982-01-01 | JEA | 37410.2043 | 477.1 | 2
LS-001849 | 1576 REDBIRD CREEK DR | 1783 | West Grid | Duval | 1999-02-22 | 1999-02-22 | JEA | 40409.481 | 348.1625 | 1
LS-001850 | 4941 REDSTONE DR | 54620 | West Grid | Duval | 1977-12-22 | 1977-12-22 | JEA | 159882.9995 | 494.1947 | 1
LS-001851 | 8614 REEDY BRANCH DR | 2026 | South Grid | Duval | 1998-04-20 | 1998-04-20 | JEA | 37378.1949 | 1394.9261 | 4
LS-001853 | 9484 REGENCY SQUARE BV | 1074 | East Grid | Duval | 1992-08-18 | 1992-08-18 | JEA | 8104.1854 | 72.9716 | 1
LS-001854 | 9525 REGENCY SQUARE BV N | 1922 | East Grid | Duval | 1997-04-17 | 1997-04-17 | JEA | 16067.414 | 193.3773 | 1
LS-001856 | 3852 REGENT BV | 1873 | East Grid | Duval | 1970-01-01 | 1970-01-01 | JEA | 5195.7548 | 177.004 | 1
LS-001857 | 11452 RENNEE DR W | 1915 | North Grid | Duval | 1980-01-01 | 1980-01-01 | JEA |  |  | 3
LS-001858 | 6451 RESTLAWN DR | 1675 | North Grid | Duval | 2000-07-12 | 2000-07-12 | JEA | 21661.928 | 275.974 | 1
LS-001860 | 6831 RHODE ISLAND DR E | 54621 | North Grid | Duval | 2008-03-12 | 2008-03-12 | JEA | 4109.9679 | 73.5154 | 1
LS-001861 | 7211 RHODE ISLAND DR E | 1365 | North Grid | Duval | 1950-01-01 | 1950-01-01 | JEA | 20453.1102 | 57.4657 | 1
LS-001862 | 6910 RHODE ISLAND DR W | 55121 | North Grid | Duval | 1995-01-01 | 1995-01-01 | JEA | 11773.9087 | 73.6565 | 1
LS-001863 | 6801 RHONE DR | 1674 | North Grid | Duval | 1977-01-01 | 1977-01-01 | JEA | 74404.7342 | 791.112 | 3
LS-001867 | 4903 RICHARD ST | 1041 | East Grid | Duval | 1954-01-01 | 1954-01-01 | JEA | 14216.2025 | 153.0113 | 2
LS-001870 | 7443 RICHARDSON RD | 1364 | North Grid | Duval | 1970-09-06 | 1970-09-06 | JEA | 398.7316 | 99.9414 | 2
LS-001871 | 12507 RICHFIELD BV | 10569 | North Grid | Duval | 2002-07-23 | 2002-07-23 | JEA | 234855.2269 | 378.6295 | 2
LS-001872 | 3989 RICHMOND PARK E | 1844 | East Grid | Duval | 1982-01-01 | 1982-01-01 | JEA | 132538.8389 | 478.5419 | 2
LS-001874 | 5115 RICKER RD | 16649 | West Grid | Duval | 1991-04-09 | 1991-04-09 | JEA | 8437.3907 | 383.7117 | 2
LS-001877 | 6226 RICKER RD | 25297 | West Grid | Duval | 1987-02-01 | 1987-02-01 | JEA | 34036.4463 | 291.8606 | 2
LS-001878 | 7500 RICKER RD | 8005 | West Grid | Duval | 2001-02-15 | 2001-02-15 | JEA | 3180.5082 | 148.5548 | 2
LS-001880 | 3282 RIDGE GLEN DR | 1839 | South Grid | Duval | 1980-01-01 | 1980-01-01 | JEA | 27279.2746 | 388.3398 | 1
LS-001881 | 6950 RIDGEVIEW AV | 3526 | West Grid | Duval | 2001-11-06 | 2001-11-06 | JEA | 27736.9169 | 785.615 | 2
LS-001883 | 3763 RINGNECK DR | 72130 | North Grid | Duval | 2006-04-12 | 2006-04-12 | JEA | 15340.4421 | 98.4632 | 1
LS-001885 | 65096 RIVER GLEN PY | 72170 | Nassau Grid | Nassau | 2007-04-12 | 2007-04-12 | FPL | 42651.5927 | 183.375 | 2
LS-001887 | 1018 RIVER RUN BV | 72148 | St Johns Grid | St Johns | 2007-07-11 | 2007-07-11 | FPL |  |  | 3
LS-001888 | 425 RIVER RUN BV | 72149 | St Johns Grid | St Johns | 2007-07-11 | 2007-07-11 | FPL | 22874.9481 | 257.9156 | 1
LS-001889 | 4544 RIVER TRAIL RD | 15683 | East Grid | Duval | 1978-03-15 | 1978-03-15 | JEA | 39033.8886 | 246.7156 | 1
LS-001891 | 1737 RIVERGATE TL | 1122 | South Grid | Duval | 1980-01-01 | 1980-01-01 | JEA | 25938.2995 | 264.8086 | 1
LS-001893 | 11291 RIVERSTONE WY | 52930 | North Grid | Duval | 2007-03-13 | 2007-03-13 | JEA | 63006.9307 | 578.3219 | 1
LS-001894 | 13862 RIVERVIEW DR | 43924 | East Grid | Duval | 2007-12-12 | 2007-12-12 | JEA | 34075.4163 | 174.3243 | 2
LS-001896 | 86322 RIVERWOOD DR | 12495 | Nassau Grid | Nassau | 1999-09-28 | 1999-09-28 | FPL | 33522.7631 | 395.4104 | 1
LS-001897 | 4728 ROANOKE BV | 15366 | North Grid | Duval | 2005-02-04 | 2005-02-04 | JEA |  |  | 4
LS-001899 | 11355 ROBERT MASTERS BV | 29845 | North Grid | Duval | 2002-11-01 | 2002-11-01 | JEA | 94017.4045 | 1021.896 | 2
LS-001901 | 5104 ROBERT SCOTT DR S | 2053 | East Grid | Duval | 1993-06-25 | 1993-06-25 | JEA | 84271.5997 | 327.4299 | 2
LS-001903 | 687 ROBERTS RD | 21772 | St Johns Grid | St Johns | 1995-08-02 | 1995-08-02 | FPL | 9024.5718 | 72.1556 | 1
LS-001904 | 2523 ROCROC LN | 1813 | West Grid | Duval | 1980-01-01 | 1980-01-01 | JEA | 11089.594 | 70.7787 | 1
LS-001905 | 1807 ROGERO RD | 31345 | East Grid | Duval | 1991-04-22 | 1991-04-22 | JEA | 5677.0496 | 90.8664 | 1
LS-001906 | 2037, 2037 ROGERO RD ROG | 30980 | East Grid | Duval | 1985-10-04 | 1985-10-04 | JEA | 802.5737 | 190.2968 | 2
LS-001907 | 2459 ROLAC RD | 1834 | East Grid | Duval | 1996-01-01 | 1996-01-01 | JEA | 10442.0072 | 158.6115 | 1
LS-001909 | 11300 ROLLING RIVER BV | 1770 | North Grid | Duval | 1999-10-12 | 1999-10-12 | JEA | 55792.9302 | 208.0046 | 2
LS-001914 | 6331 ROOSEVELT BV | 14401 | West Grid | Duval | 2004-05-20 | 2004-05-20 | JEA | 6111.8134 | 154.2217 | 1
LS-001919 | 87613 ROSES BLUFF RD | 72150 | Nassau Grid | Nassau | 2006-03-24 | 2006-03-24 | FPL | 12817.4787 | 218.1133 | 2
LS-001921 | 4811 ROSSIE LN | 1790 | West Grid | Duval | 1970-01-01 | 1970-01-01 | JEA | 728.8849 | 20.3496 | 1
LS-001922 | 2138 ROTHBURY DR | 1949 | West Grid | Duval | 1989-01-01 | 1989-01-01 | JEA | 87170.8141 | 369.7573 | 2
LS-001923 | 5867 ROUND TABLE RD | 52918 | West Grid | Duval | 2007-02-16 | 2007-02-16 | JEA | 41252.6338 | 274.8959 | 1
LS-001926 | 1309 ROXIE ST | 6406 | East Grid | Duval | 2001-05-10 | 2001-05-10 | JEA | 14067.6515 | 323.7222 | 2
LS-001927 | 2269 ROYAL FERN LN S | 1380 | South Grid | Duval | 1980-01-01 | 1980-01-01 | JEA | 15901.7173 | 317.669 | 2
LS-001929 | 1350 RUNNING RIVER RD | 1161 | East Grid | Duval | 1980-01-01 | 1980-01-01 | JEA | 5099.3466 | 151.3387 | 1
LS-001930 | 12291 RUNNING RIVER RD S | 1702 | East Grid | Duval | 1987-12-30 | 1987-12-30 | JEA | 27488.2266 | 297.1907 | 1
LS-001931 | 1757 RUSH CREEK DR W | 1892 | East Grid | Duval | 2005-02-24 | 2005-02-24 | JEA | 37784.8241 | 282.8284 | 2
LS-001933 | 1531 RYAR RD | 1389 | East Grid | Duval | 1992-01-01 | 1992-01-01 | JEA |  |  | 4
LS-001934 | 8245 SABAL OAKS LN | 1065 | South Grid | Duval | 1980-01-01 | 1980-01-01 | JEA | 19722.6419 | 265.393 | 1
LS-001935 | 2748 SAFESHELTER DR W | 15044 | East Grid | Duval | 1986-05-30 | 1986-05-30 | JEA | 27715.876 | 64.3966 | 2
LS-001936 | 6132 SAGE WILLOW WY | 53218 | West Grid | Duval | 2007-01-01 | 2007-01-01 | JEA | 7348.2839 | 227.0999 | 1
LS-001938 | 3650 SALISBURY RD | 1302 | South Grid | Duval | 1989-01-01 | 1989-01-01 | JEA | 16818.3753 | 25.8404 | 1
LS-001941 | 6903 SALISBURY RD | 1045 | South Grid | Duval | 1980-01-01 | 1980-01-01 | JEA | 106574.5344 | 502.782 | 2
LS-001947 | 11400 SAM CARUSO WY | 72126 | West Grid | Duval | 2007-06-25 | 2007-06-25 | JEA | 52534.3236 | 554.9119 | 2
LS-001948 | 2710 SAM HARDWICK BV | 1866 | East Grid | Duval | 1980-01-01 | 1980-01-01 | JEA | 48183.6424 | 211.9891 | 1
LS-001950 | 4241 SAN CLERC | 207526 | South Grid | Duval | 1987-03-10 | 1987-03-10 | JEA | 27194.0319 | 178.6549 | 2
LS-001951 | 2731 SAN FERNANDO RD | 17295 | South Grid | Duval | 1993-06-15 | 1993-06-15 | JEA | 11896.188 | 67.4195 | 1
LS-001952 | 7017 7019 SAN FERNANDO PL | 17293 | South Grid | Duval | 1991-04-22 | 1991-04-22 | JEA | 27092.0096 | 150.2066 | 1
LS-001957 | 10391 SAN JOSE BV | 1061 | South Grid | Duval | 1999-07-13 | 1999-07-13 | JEA | 14778.6067 | 172.1447 | 1
LS-001959 | 10859 SAN JOSE BV | 1318 | South Grid | Duval | 2013-06-26 | 2013-06-26 | JEA | 34333.1469 | 444.8078 | 2
LS-001961 | 11247 SAN JOSE BV | 1186 | South Grid | Duval | 1970-01-01 | 1970-01-01 | JEA | 42380.6598 | 183.847 | 1
LS-001963 | 11700 SAN JOSE BV | 1381 | South Grid | Duval | 1999-07-21 | 1999-07-21 | JEA | 37412.4805 | 197.2469 | 1
LS-001965 | 12200 SAN JOSE BV | 1124 | South Grid | Duval | 1982-01-01 | 1982-01-01 | JEA | 42091.0256 | 579.6938 | 1
LS-001973 | 5000 SAN JOSE BV | 1039 | East Grid | Duval | 2013-02-01 | 2013-02-01 | JEA | 10024.3252 | 353.5765 | 1
LS-001980 | 8520 SAN JOSE BV | 18562 | South Grid | Duval | 2003-12-05 | 2003-12-05 | JEA | 13800.1387 | 174.9632 | 1
LS-001985 | 9252 SAN JOSE BV | 1720 | South Grid | Duval | 1998-06-25 | 1998-06-25 | JEA | 68434.7402 | 1137.8258 | 2
LS-001986 | 9614 SAN JOSE BV | 1313 | South Grid | Duval | 1975-01-01 | 1975-01-01 | JEA | 18740.1439 | 248.1914 | 2
LS-001997 | 89 SAN JUAN BV | 37538 | St Johns Grid | St Johns | 2007-07-18 | 2007-07-18 | BEACHES E | 13983.6348 | 442.4083 | 2
LS-002001 | 1700 SAN PABLO RD S | 1294 | East Grid | Duval | 1998-02-05 | 1998-02-05 | JEA | 88791.931 | 497.1237 | 2
LS-002002 | 2197 SAN PABLO RD S | 1762 | East Grid | Duval | 2005-03-16 | 2005-03-16 | JEA | 107651.2911 | 560.0819 | 2
LS-002003 | 2702 SAN PABLO RD S | 1090 | East Grid | Duval | 1980-01-01 | 1980-01-01 | JEA | 41478.4905 | 246.8457 | 1
LS-002004 | 3098 SAN PABLO RD S | 1471 | East Grid | Duval | 1980-01-01 | 1980-01-01 | JEA |  |  | 2
LS-002005 | 3300 SAN PABLO RD S | 1923 | East Grid | Duval | 1980-01-01 | 1980-01-01 | JEA | 13049.2269 | 330.7007 | 2
LS-002006 | 4467 SAN PABLO RD S | 21764 | East Grid | Duval | 1997-05-26 | 1997-05-26 | JEA | 17959.5265 | 207.7317 | 1
LS-002007 | 4950 SAN PABLO RD S | 1057 | East Grid | Duval | 1996-01-01 | 1996-01-01 | JEA | 68750.9709 | 789.2997 | 3
LS-002008 | 7 SAND CASTLE DR | 38145 | St Johns Grid | St Johns | 2007-07-27 | 2007-07-27 | BEACHES E | 6157.7982 | 44.3993 | 1
LS-002009 | 1767 SANDALWOOD BV | 1203 | East Grid | Duval | 1975-01-01 | 1975-01-01 | JEA | 154563.8389 | 862.8209 | 2
LS-002010 | 3446 SANDBURG RD | 1140 | East Grid | Duval | 1970-01-01 | 1970-01-01 | JEA | 18793.0275 | 79.4585 | 1
LS-002011 | 6500 SANDLERS PRESERVE DR | 54624 | West Grid | Duval | 2004-07-31 | 2004-07-31 | JEA | 8647.8645 | 66.9302 | 1
LS-002012 | 8808 SANDUSKY AV S | 1583 | East Grid | Duval | 1970-01-01 | 1970-01-01 | JEA | 90974.3608 | 290.076 | 1
LS-002013 | 130 SANDY CREEK PY | 54623 | St Johns Grid | St Johns | 2007-01-25 | 2007-01-25 | FPL |  |  | 2
LS-002014 | 3824 SANDY SHORES DR | 17603 | East Grid | Duval | 1983-10-19 | 1983-10-19 | JEA | 1691.2265 | 382.2062 | 1
LS-002015 | 5060 SANIBEL DR | 1508 | West Grid | Duval | 1980-01-01 | 1980-01-01 | JEA | 4018.201 | 36.9389 | 1
LS-002016 | 2987 SANS PAREIL ST | 1335 | East Grid | Duval | 1970-01-01 | 1970-01-01 | JEA | 13206.6021 | 252.4674 | 1
LS-002018 | 4355 SAVANNAH AV | 1558 | West Grid | Duval | 1950-01-01 | 1950-01-01 | JEA | 3805.8409 | 15.408 | 1
LS-002019 | 10901 SAWTOOTH OAK CT | 10561 | North Grid | Duval | 2002-09-11 | 2002-09-11 | JEA | 7281.3472 | 59.4455 | 1
LS-002020 | 13745 SAXON LAKE DR | 10567 | East Grid | Duval | 2002-10-08 | 2002-10-08 | JEA | 1967.8639 | 19.6196 | 1
LS-002022 | 2620 SCOTT MILL DR S | 1721 | South Grid | Duval | 1980-01-01 | 1980-01-01 | JEA | 3059.2406 | 302.5744 | 1
LS-002024 | 9967 SCOTT MILL RD | 1433 | South Grid | Duval | 1970-01-01 | 1970-01-01 | JEA | 18611.5322 | 165.5084 | 1
LS-002025 | 8850 SCOTT WOODS DR W | 1283 | North Grid | Duval | 1970-01-01 | 1970-01-01 | JEA | 8279.9984 | 93.207 | 1
LS-002026 | 20 SEA WIND DR | 37185 | St Johns Grid | St Johns | 1996-05-14 | 1996-05-14 | BEACHES E | 16853.3066 | 141.1709 | 1
LS-002028 | 1009 SEBA ST | 1291 | West Grid | Duval | 1950-01-01 | 1950-01-01 | JEA | 19686.1273 | 41.5852 | 1
LS-002030 | 7263 SECRET WOOD TL | 1838 | South Grid | Duval | 1980-01-01 | 1980-01-01 | JEA | 76118.4269 | 173.7003 | 1
LS-002031 | 11381 SECRETARIAT LN W | 1913 | North Grid | Duval | 1990-12-05 | 1990-12-05 | JEA | 7912.1197 | 89.1103 | 1
LS-002032 | 2337 SEGOVIA AV | 17605 | South Grid | Duval | 1989-06-07 | 1989-06-07 | JEA | 29505.5815 | 139.23 | 1
LS-002033 | 1103 SEMINOLE AV | 1100 | West Grid | Duval | 1970-01-01 | 1970-01-01 | JEA | 4617.4897 | 175.113 | 1
LS-002034 | 2691 SENECA DR | 36131 | St Johns Grid | Duval | 1990-01-29 | 1990-01-29 | JEA | 13114.5599 | 74.7157 | 1
LS-002035 | 13842 SEVEN PINES DR | 1763 | East Grid | Duval | 1966-01-01 | 1966-01-01 | JEA | 5324.2597 | 41.466 | 1
LS-002040 | 330 SHAMROCK AV S | 1935 | North Grid | Duval | 1982-01-01 | 1982-01-01 | JEA | 129789.3877 | 373.122 | 2
LS-002041 | 7310 SHARBETH DR S | 15681 | West Grid | Duval | 2013-03-27 | 2013-03-27 | JEA | 41744.0161 | 121.3669 | 1
LS-002043 | 3667 SHAWNEE SHORES DR | 18242 | East Grid | Duval | 1989-10-02 | 1989-10-02 | JEA | 43376.3927 | 241.7157 | 1
LS-002044 | 2410 SHELBY CREEK RD | 1246 | West Grid | Duval | 1980-01-01 | 1980-01-01 | JEA | 49092.6061 | 343.9787 | 1
LS-002047 | 2280 SHEPARD ST | 29521 | East Grid | Duval | 1983-05-23 | 1983-05-23 | JEA | 6398.5887 | 164.2234 | 1
LS-002048 | 4672 SHERMAN HILLS PY | 48097 | West Grid | Duval | 2003-10-01 | 2003-10-01 | JEA | 14898.8362 | 208.9066 | 1
LS-002049 | 172 SHETLAND DR | 72109 | St Johns Grid | Duval | 2007-03-28 | 2007-03-28 | JEA | 103848.9207 | 484.3428 | 2
LS-002051 | 4695 SHILOH MILL BV | 11841 | South Grid | Duval | 2001-01-01 | 2001-01-01 | JEA | 67239.9973 | 180.1373 | 1
LS-002052 | 5490 SHINDLER DR | 1104 | West Grid | Duval | 1982-01-01 | 1982-01-01 | JEA | 3294.5004 | 165.7564 | 1
LS-002053 | 6915 SHINDLER DR | 1563 | West Grid | Duval | 1988-01-01 | 1988-01-01 | JEA | 33638.6281 | 317.576 | 2
LS-002054 | 7520 SHINDLER DR | 1115 | West Grid | Duval | 1995-01-01 | 1995-01-01 | JEA | 14838.7583 | 90.6911 | 1
LS-002056 | 1161 SHIPWATCH DR E | 45201 | East Grid | Duval | 1991-09-09 | 1991-09-09 | JEA | 7161.7068 | 74.5782 | 1
LS-002057 | 673 SHIPWATCH DR E | 44241 | East Grid | Duval | 1991-09-09 | 1991-09-09 | JEA | 35045.6576 | 157.0239 | 1
LS-002058 | 791 SHIPWATCH DR E | 44881 | East Grid | Duval | 1991-09-09 | 1991-09-09 | JEA | 18384.8587 | 131.8902 | 1
LS-002061 | 9344 SIBBALD RD | 2064 | North Grid | Duval | 1980-01-01 | 1980-01-01 | JEA | 10538.0769 | 42.2306 | 1
LS-002062 | 8555 SIBBALD RD | 1774 | North Grid | Duval | 2000-02-23 | 2000-02-23 | JEA | 745.2828 | 212.207 | 1
LS-002063 | 8059 SIERRA GARDENS DR | 54657 | West Grid | Duval | 2005-01-03 | 2005-01-03 | JEA | 6632.4697 | 118.8778 | 1
LS-002064 | 14038 Outback Dr | 72131 | North Grid | Duval | 2006-10-27 | 2006-10-27 | JEA | 5675.039 | 136.2485 | 1
LS-002071 | 10900 SKYLARK DR | 10564 | South Grid | Duval | 2002-02-25 | 2002-02-25 | JEA | 20120.9746 | 128.4845 | 1
LS-002072 | 11078 SKYLARK DR | 1728 | South Grid | Duval | 1980-01-01 | 1980-01-01 | JEA | 47220.0378 | 208.9504 | 1
LS-002075 | 4302 SLEIMAN PY | 1051 | South Grid | Duval | 1999-07-14 | 1999-07-14 | JEA | 18715.6173 | 366.848 | 1
LS-002076 | 2057 SMITH POINT DR | 52949 | North Grid | Duval | 2006-10-27 | 2006-10-27 | JEA | 5644.1081 | 67.5012 | 1
LS-002077 | 2301 SMULLIAN TL S | 17927 | South Grid | Duval | 1957-12-24 | 1957-12-24 | JEA | 13407.1243 | 79.0079 | 1
LS-002084 | 255 SOUTH HAMPTON CLUB WY | 27569 | St Johns Grid | St Johns | 2000-05-31 | 2000-05-31 | FPL | 44910.4121 | 299.2043 | 1
LS-002085 | 375 SOUTH HAMPTON CLUB WY | 54664 | St Johns Grid | St Johns | 2004-01-27 | 2004-01-27 | FPL | 25454.8772 | 150.536 | 1
LS-002087 | 501 SOUTH SEA LAKE LN | 54665 | St Johns Grid | St Johns | 2002-06-19 | 2002-06-19 | BEACHES E | 10608.2297 | 244.5284 | 1
LS-002088 | 9586 SOUTHBROOK DR | 1047 | South Grid | Duval | 1980-01-01 | 1980-01-01 | JEA | 4587.6426 | 90.647 | 1
LS-002089 | 9601 SOUTHBROOK DR | 1424 | South Grid | Duval | 1980-01-01 | 1980-01-01 | JEA | 86911.4723 | 450.9362 | 1
LS-002091 | 921 SOUTHERN CREEK DR | 13122 | St Johns Grid | Duval | 2004-09-13 | 2004-09-13 | JEA | 122004.3341 | 792.231 | 1
LS-002092 | 110 SOUTHERN GROVE DR | 25601 | St Johns Grid | Duval | 1995-11-01 | 1995-11-01 | JEA | 26690.3097 | 91.4355 | 2
LS-002096 | 5900 SOUTHPOINT PY | 1711 | South Grid | Duval | 1980-01-01 | 1980-01-01 | JEA | 65709.0432 | 459.677 | 1
LS-002098 | 10300 SOUTHSIDE BV | 19213 | South Grid | Duval | 1990-10-16 | 1990-10-16 | JEA |  |  | 2
LS-002103 | 8500 AC SKINNER PY | 2013 | South Grid | Duval | 1983-01-01 | 1983-01-01 | JEA | 15175.0104 | 321.8033 | 2
LS-002104 | 7133 SOUTHSIDE BV | 1717 | South Grid | Duval | 1986-11-18 | 1986-11-18 | JEA |  |  | 4
LS-002105 | 7587 SOUTHSIDE BV | 54689 | South Grid | Duval | 1980-01-01 | 1980-01-01 | JEA | 3763.9976 | 199.0318 | 2
LS-002107 | 7932-2 SOUTHSIDE BV | 17923 | South Grid | Duval | 1982-10-19 | 1982-10-19 | JEA | 15161.3461 | 213.1011 | 1
LS-002108 | 7992 SOUTHSIDE BV | 18243 | South Grid | Duval | 1984-01-25 | 1984-01-25 | JEA | 11067.4958 | 254.4488 | 1
LS-002111 | 9000 SOUTHSIDE BV | 19212 | South Grid | Duval | 1990-08-23 | 1990-08-23 | JEA | 82370.8558 | 419.2533 | 2
LS-002112 | 9041 SOUTHSIDE BV | 1322 | South Grid | Duval | 1980-01-01 | 1980-01-01 | JEA |  |  | 3
LS-002115 | 504 SPARROW BRANCH CR | 1519 | St Johns Grid | Duval | 2000-03-15 | 2000-03-15 | JEA | 67483.6069 | 365.5875 | 1
LS-002119 | 11651 SPRING BOARD DR | 52905 | North Grid | Duval | 2007-05-07 | 2007-05-07 | JEA | 14934.3901 | 161.1013 | 1
LS-002129 | 3924 SPRING PARK RD | 54690 | East Grid | Duval | 2008-10-14 | 2008-10-14 | JEA | 43402.1886 | 485.159 | 2
LS-002131 | 4511 SPRING PARK RD | 1227 | East Grid | Duval | 2008-10-14 | 2008-10-14 | JEA | 7164.3656 | 10.4074 | 4
LS-002133 | 8431 SPRINGTREE RD | 1542 | West Grid | Duval | 1996-01-01 | 1996-01-01 | JEA |  |  | 4
LS-002134 | 3142 SR 13 | 72147 | St Johns Grid | St Johns | 2001-02-01 | 2001-02-01 | FPL | 4013.7245 | 116.1638 | 1
LS-002137 | 450 SR 13 N | 41713 | St Johns Grid | Duval | 1999-09-16 | 1999-09-16 | JEA | 37772.608 | 483.5456 | 2
LS-002139 | 464004 State Rd 200 | 52290 | Nassau Grid | Nassau | 2003-12-15 | 2003-12-15 | FPL | 9205.0337 | 289.3444 | 1
LS-002142 | 2597 SR 9 | 30543 | Nassau Grid | Nassau | 2004-05-25 | 2004-05-25 | FPL | 13521.1791 | 119.3193 | 1
LS-002143 | 5367 SR 9 | 52291 | Nassau Grid | Nassau | 2004-05-25 | 2004-05-25 | FPL | 248.3713 | 54.1013 | 1
LS-002144 | 5400 SR 9 | 52292 | Nassau Grid | Nassau | 2008-01-28 | 2008-01-28 | FPL | 111.1727 | 13.9419 | 1
LS-002149 | 463785 SR 200 | 47138 | Nassau Grid | Nassau | 2005-12-01 | 2005-12-01 | FPL | 32626.8147 | 535.5395 | 2
LS-002152 | 4572 SR 200 | 33217 | Nassau Grid | Nassau | 1997-03-28 | 1997-03-28 | FPL | 15056.377 | 373.6727 | 1
LS-002153 | 10680 ST AUGUSTINE RD | 1316 | South Grid | Duval | 1985-01-01 | 1985-01-01 | JEA | 24533.0528 | 131.993 | 2
LS-002154 | 11220 ST AUGUSTINE RD | 1619 | South Grid | Duval | 1980-01-01 | 1980-01-01 | JEA |  |  | 3
LS-002157 | 12001 ST AUGUSTINE RD | 1447 | South Grid | Duval | 1970-01-01 | 1970-01-01 | JEA | 2601.3537 | 230.7278 | 1
LS-002158 | 5805 ST AUGUSTINE RD | 1169 | East Grid | Duval | 1996-01-01 | 1996-01-01 | JEA | 24339.1805 | 188.3488 | 1
LS-002177 | 190 ST JOHNS FOREST BV | 14723 | St Johns Grid | Duval | 2004-10-14 | 2004-10-14 | JEA | 45981.2549 | 312.1635 | 2
LS-002178 | 392 ST JOHNS FOREST BV | 54692 | St Johns Grid | Duval | 2006-09-16 | 2006-09-16 | JEA | 36343.0794 | 185.2341 | 1
LS-002180 | 311 ST JOHNS GOLF DR | 54691 | St Johns Grid | St Johns | 2000-10-27 | 2000-10-27 | FPL | 21457.3144 | 98.6196 | 1
LS-002183 | 11604 ST JOSEPH RD | 1572 | South Grid | Duval | 1950-01-01 | 1950-01-01 | JEA | 47988.5463 | 228.7662 | 1
LS-002185 | 85001 ST THOMAS BV | 51601 | Nassau Grid | Nassau | 1992-03-19 | 1992-03-19 | FPL | 14958.0279 | 183.7181 | 2
LS-002186 | 2084 ST JOHNS PY | 46161 | St Johns Grid | Duval | 2007-02-20 | 2007-02-20 | JEA | 233396.3488 | 1842.0935 | 3
LS-002187 | 14463 STACEY RD | 21767 | East Grid | Duval | 2006-02-23 | 2006-02-23 | JEA | 19827.8617 | 77.8456 | 1
LS-002188 | 14618 STACEY RD | 22721 | East Grid | Duval | 2006-03-07 | 2006-03-07 | JEA | 3549.1423 | 24.3419 | 1
LS-002189 | 718 STANDISH PL | 1156 | North Grid | Duval | 1997-06-09 | 1997-06-09 | JEA |  |  | 4
LS-002190 | 5621 STANFORD RD | 1299 | East Grid | Duval | 1950-01-01 | 1950-01-01 | JEA | 104146.2378 | 149.2872 | 3
LS-002191 | 10653 STANTON HILLS DR | 28545 | West Grid | Duval | 2005-07-14 | 2005-07-14 | JEA | 27714.065 | 221.0067 | 1
LS-002192 | 2722 STARDUST CT | 24369 | East Grid | Duval | 1990-05-30 | 1990-05-30 | JEA | 290120.9817 | 618.6771 | 2
LS-002195 | 2951 STARRATT RD | 30659 | North Grid | Duval | 2006-03-28 | 2006-03-28 | JEA | 1251.749 | 29.6258 | 1
LS-002197 | 900 STARRATT RD | 2060 | North Grid | Duval | 1997-07-21 | 1997-07-21 | JEA | 11634.5139 | 210.0686 | 1
LS-002199 | 4403 STEAMBOAT SPRINGS DR E | 10894 | West Grid | Duval | 2002-12-18 | 2002-12-18 | JEA | 3932.104 | 97.1575 | 1
LS-002200 | 5115 STEPP AV | 2004 | South Grid | Duval | 1970-01-01 | 1970-01-01 | JEA | 4188.9153 | 292.0184 | 1
LS-002203 | 3156 STONEBRIAR RIDGE RD | 54693 | West Grid | Clay | 2002-11-13 | 2002-11-13 | CLAY E | 66590.2041 | 338.9577 | 1
LS-002204 | 11866 STONEBRIDGE DR W | 1795 | South Grid | Duval | 1982-01-01 | 1982-01-01 | JEA | 66468.0374 | 314.0172 | 2
LS-002205 | 96263 Stoney Dr | 52242 | Nassau Grid | Nassau | 2007-04-03 | 2007-04-03 | FPL | 19261.588 | 152.3431 | 1
LS-002206 | 6101 STRAWFLOWER PL | 20170 | North Grid | Duval | 1957-01-01 | 1957-01-01 | JEA | 968.2372 | 48.7572 | 1
LS-002215 | 4602 SUB CHASER CT | 49681 | West Grid | Duval | 2006-07-01 | 2006-07-01 | JEA | 1053.3297 | 76.7936 | 1
LS-002216 | 3737 SUDBURY DR | 1958 | West Grid | Duval | 1954-01-01 | 1954-01-01 | JEA | 1546.0449 | 15.6599 | 1
LS-002220 | 1029 SUEMAC RD | 10571 | West Grid | Duval | 2002-02-25 | 2002-02-25 | JEA | 13214.9769 | 284.9142 | 1
LS-002223 | 9237 SUGAR MEADOW TL | 19523 | South Grid | Duval | 2005-06-04 | 2005-06-04 | JEA | 20188.0423 | 282.5906 | 1
LS-002224 | 581 SUMMER BREEZE DR N | 10887 | North Grid | Duval | 2003-05-27 | 2003-05-27 | JEA | 31889.0268 | 211.2883 | 1
LS-002225 | 3751 SUMMERLIN LN | 52355 | East Grid | Duval | 2008-01-29 | 2008-01-29 | JEA | 69633.7709 | 1298.3776 | 2
LS-002226 | 2471 SUMMER TREE RD | 1634 | East Grid | Duval | 1950-01-01 | 1950-01-01 | JEA | 46105.5375 | 337.5372 | 1
LS-002231 | 4083 SUNBEAM RD | 1059 | South Grid | Duval | 1985-01-01 | 1985-01-01 | JEA | 144421.0666 | 391.4672 | 1
LS-002232 | 4130 SUNBEAM RD | 2015 | South Grid | Duval | 1980-01-01 | 1980-01-01 | JEA | 7979.6531 | 310.2394 | 1
LS-002239 | 12510 SUNCHASE DR | 52914 | East Grid | Duval | 2006-05-17 | 2006-05-17 | JEA | 60954.5242 | 348.5933 | 2
LS-002240 | 11560 SUNKEN MEADOW CT | 2043 | North Grid | Duval | 1980-01-01 | 1980-01-01 | JEA | 25963.6899 | 205.0216 | 1
LS-002241 | 11874 SURF BIRD CR | 72171 | South Grid | Duval | 2005-10-05 | 2005-10-05 | JEA | 24925.0925 | 235.9857 | 1
LS-002242 | 1761 SUTTON LAKE BV | 1920 | East Grid | Duval | 1980-01-01 | 1980-01-01 | JEA | 87300.9022 | 707.3635 | 2
LS-002243 | 13825 SUTTON PARK DR | 1615 | East Grid | Duval | 1980-01-01 | 1980-01-01 | JEA |  |  | 3
LS-002244 | 5490 SWAMPFOX RD | 1650 | West Grid | Duval | 1981-01-01 | 1981-01-01 | JEA | 62516.3047 | 329.5318 | 2
LS-002245 | 7405 SWEET ROSE LN | 1512 | West Grid | Duval | 1987-01-01 | 1987-01-01 | JEA | 24941.0955 | 221.5262 | 1
LS-002247 | 2776 TACITO CREEK DR W | 1852 | South Grid | Duval | 1970-01-01 | 1970-01-01 | JEA | 45315.5307 | 220.6651 | 1
LS-002248 | 1896 TALBOT AV | 1552 | West Grid | Duval | 1977-01-01 | 1977-01-01 | JEA | 66201.5754 | 564.1526 | 2
LS-002252 | 1636 TALLEYRAND AV | 1276 | North Grid | Duval | 1966-01-01 | 1966-01-01 | JEA |  |  | 4
LS-002254 | 2446 TALLEYRAND AV | 1530 | North Grid | Duval | 1950-01-01 | 1950-01-01 | JEA | 178482.2469 | 340.9398 | 1
LS-002255 | 5957 TAMPICO RD | 17925 | West Grid | Duval | 2009-07-01 | 2009-07-01 | JEA |  |  | 3
LS-002256 | 4071 TAR KILN RD | 1734 | South Grid | Duval | 1980-01-01 | 1980-01-01 | JEA | 2094.6197 | 133.1585 | 1
LS-002257 | 5582 TARA WOODS LN | 1559 | West Grid | Duval | 1979-01-01 | 1979-01-01 | JEA | 18197.8549 | 101.466 | 1
LS-002258 | 5006 TAYLOR CREEK DR | 1628 | South Grid | Duval | 2000-04-01 | 2000-04-01 | JEA | 36062.4418 | 269.0187 | 1
LS-002259 | 28 WEST TEAGUE BAY DR | 50001 | St Johns Grid | St Johns | 2007-07-31 | 2007-07-31 | FPL | 91436.04 | 257.6104 | 2
LS-002260 | 6084 TENNYSON DR | 1377 | West Grid | Duval | 1970-01-01 | 1970-01-01 | JEA | 47476.2776 | 201.8182 | 1
LS-002261 | 5316 TEQUESTA CT | 54695 | West Grid | Duval | 2008-03-13 | 2008-03-13 | JEA | 1850.9093 | 25.9767 | 1
LS-002262 | 6411 TERRY RD | 1271 | South Grid | Duval | 1980-01-01 | 1980-01-01 | JEA | 92722.3311 | 364.4818 | 1
LS-002266 | 1931 THE WOODS DR | 1827 | East Grid | Duval | 1950-01-01 | 1950-01-01 | JEA | 9789.2921 | 60.8673 | 1
LS-002267 | 2233 THE WOODS DR | 1830 | East Grid | Duval | 1980-01-01 | 1980-01-01 | JEA | 16123.4308 | 172.6567 | 1
LS-002269 | 5265 THOROUGHBRED BV | 1724 | South Grid | Duval | 1985-01-01 | 1985-01-01 | JEA | 20226.5156 | 111.9357 | 2
LS-002270 | 8430 THREE CREEKS BV | 1807 | West Grid | Duval | 1980-01-01 | 1980-01-01 | JEA | 74866.6367 | 480.0183 | 2
LS-002271 | 125A TIDES EDGE PZ | 21447 | St Johns Grid | St Johns | 1988-08-01 | 1988-08-01 | FPL | 3805.3105 | 159.3367 | 1
LS-002272 | 76441 TIMBER CREEK BV | 33537 | Nassau Grid | Nassau | 2004-12-01 | 2004-12-01 | FPL |  |  | 2
LS-002275 | 9025 TIMBERLIN LAKE DR | 1195 | South Grid | Duval | 1999-07-15 | 1999-07-15 | JEA | 29597.4836 | 221.377 | 1
LS-002277 | 4881 TIMUQUANA RD | 1111 | West Grid | Duval | 1975-01-01 | 1975-01-01 | JEA | 1082895.4093 | 6444.5079 | 4
LS-002281 | 5565 TIMUQUANA RD | 1375 | West Grid | Duval | 1965-01-01 | 1965-01-01 | JEA | 45918.0635 | 484.0748 | 2
LS-002286 | 136 TOLLERTON AV | 52916 | St Johns Grid | Duval | 2007-02-20 | 2007-02-20 | JEA | 9162.5981 | 43.8759 | 1
LS-002287 | 6936 TONGA RD | 1581 | East Grid | Duval | 1970-01-01 | 1970-01-01 | JEA | 3018.9435 | 184.8052 | 1
LS-002288 | 1000 TORTOISE WY | 1746 | North Grid | Duval | 1980-01-01 | 1980-01-01 | JEA | 9739.6653 | 119.295 | 1
LS-002289 | 8362 TOUCHTON RD | 12806 | South Grid | Duval | 2003-06-18 | 2003-06-18 | JEA | 170669.5226 | 2354.1114 | 3
LS-002290 | 9803 TOUCHTON RD | 1426 | South Grid | Duval | 1982-01-01 | 1982-01-01 | JEA | 167690.7281 | 962.0741 | 2
LS-002291 | 4740 TOUCHTON RD E | 1612 | South Grid | Duval | 1982-01-01 | 1982-01-01 | JEA | 87755.477 | 1051.5673 | 2
LS-002294 | 4522 TOWN CENTER PY | 29843 | South Grid | Duval | 2004-09-28 | 2004-09-28 | JEA |  |  | 4
LS-002295 | 3254 TOWNSEND BV | 377644 | East Grid | Duval | 2024-09-20 | 2024-09-20 | JEA | 105552.8909 | 496.0907 | 3
LS-002296 | 5900 TOWNSEND RD | 26257 | West Grid | Duval | 1999-09-09 | 1999-09-09 | JEA | 108081.0185 | 356.4701 | 1
LS-002299 | 6210 TOWNSEND RD | 8961 | West Grid | Duval | 2003-04-01 | 2003-04-01 | JEA | 9273.3419 | 22.5738 | 1
LS-002301 | 6756 TOWNSEND RD | 8964 | West Grid | Duval | 2003-04-14 | 2003-04-14 | JEA | 17574.5762 | 115.1844 | 1
LS-002302 | 2456 TOWNSQUARE DR | 1582 | East Grid | Duval | 1980-01-01 | 1980-01-01 | JEA | 48946.0366 | 572.5284 | 1
LS-002305 | 7457 TRAILS END RD | 54697 | East Grid | Duval | 1997-06-02 | 1997-06-02 | JEA | 6537.6521 | 38.375 | 1
LS-002306 | 14695 TRANQUILITY CREEK DR | 10576 | North Grid | Duval | 2001-04-25 | 2001-04-25 | JEA | 23010.5135 | 167.5793 | 1
LS-002307 | 420 TRESCA RD | 1351 | East Grid | Duval | 1986-05-28 | 1986-05-28 | JEA | 165974.5605 | 357.4526 | 3
LS-002308 | 13383 TROPIC EGRET DR | 1701 | East Grid | Duval | 1982-01-01 | 1982-01-01 | JEA |  |  | 4
LS-002311 | 199 TURTLE BAY LN | 21761 | St Johns Grid | St Johns | 1987-06-07 | 1987-06-07 | FPL | 38442.9868 | 117.5428 | 1
LS-002312 | 1219 TURTLE CREEK DR N | 1880 | North Grid | Duval | 1982-01-01 | 1982-01-01 | JEA | 24581.0762 | 154.9996 | 1
LS-002315 | 6121 TUSCONY CR E | 1671 | East Grid | Duval | 1970-01-01 | 1970-01-01 | JEA | 9483.8994 | 92.7437 | 1
LS-002318 | 2235 TYSON LAKE DR | 9281 | West Grid | Duval | 2003-03-17 | 2003-03-17 | JEA | 167941.7949 | 762.6404 | 2
LS-002325 | 1829 UNIVERSITY BV N | 29825 | East Grid | Duval | 1968-11-01 | 1968-11-01 | JEA | 14122.4565 | 242.1053 | 1
LS-002331 | 3500 UNIVERSITY BLVD N | 54698 | East Grid | Duval | 1988-12-15 | 1988-12-15 | JEA | 10790.5759 | 64.1756 | 1
LS-002333 | 4449 UNIVERSITY BV N | 15364 | East Grid | Duval | 1972-10-27 | 1972-10-27 | JEA | 46333.5923 | 281.5956 | 2
LS-002336 | 905 UNIVERSITY BV N | 31361 | East Grid | Duval | 1971-06-16 | 1971-06-16 | JEA | 35488.7667 | 510.6935 | 2
LS-002341 | 3518 UNIVERSITY BV N | 29505 | East Grid | Duval | 1980-10-23 | 1980-10-23 | JEA | 4741.0073 | 116.9152 | 1
LS-002342 | 4085 UNIVERSITY BV N | 54699 | East Grid | Duval | 1991-10-01 | 1991-10-01 | JEA | 18311.989 | 140.9221 | 1
LS-002343 | 4598 UNIVERSITY BV N | 13121 | East Grid | Duval | 1988-08-05 | 1988-08-05 | JEA | 27224.7387 | 178.7012 | 2
LS-002347 | 2800 UNIVERSITY BV S | 1580 | East Grid | Duval | 1985-01-11 | 1985-01-11 | JEA | 25836.146 | 155.8014 | 2
LS-002350 | 3830 UNIVERSITY BV S | 1926 | East Grid | Duval | 1980-01-01 | 1980-01-01 | JEA | 68476.678 | 299.0597 | 1
LS-002352 | 3534 UNIVERSITY BV W | 15373 | South Grid | Duval | 1970-11-11 | 1970-11-11 | JEA | 13815.0413 | 47.6983 | 1
LS-002353 | 3737 UNIVERSITY BV W | 15691 | East Grid | Duval | 1972-07-21 | 1972-07-21 | JEA | 7441.8725 | 46.2013 | 1
LS-002354 | 5317 UNIVERSITY BV W | 1835 | East Grid | Duval | 1970-01-01 | 1970-01-01 | JEA | 60256.1458 | 356.0593 | 1
LS-002359 | 2045 UTAH AV | 2054 | East Grid | Duval | 1982-01-01 | 1982-01-01 | JEA |  |  | 4
LS-002360 | 1958 VALLEY CROSSING DR | 1815 | West Grid | Duval | 1999-12-16 | 1999-12-16 | JEA | 5862.6399 | 27.4375 | 1
LS-002365 | 86014 VENETIAN AV | 54700 | Nassau Grid | Duval | 2006-11-16 | 2006-11-16 | FPL | 50352.3681 | 478.6325 | 2
LS-002368 | 14001 VEVERAS DR | 72124 | St Johns Grid | Duval | 2007-04-12 | 2007-04-12 | JEA | 23458.5233 | 366.3465 | 1
LS-002369 | 3431 VIA DE LA REINA | 16642 | South Grid | Duval | 1979-06-01 | 1979-06-01 | JEA | 7998.0355 | 108.1556 | 1
LS-002371 | 3534 VICTORIA LAKES DR | 10882 | North Grid | Duval | 2003-08-10 | 2003-08-10 | JEA | 66105.4369 | 317.1932 | 2
LS-002372 | 3176 VICTORIA PARK RD | 54702 | South Grid | Duval | 2008-03-13 | 2008-03-13 | JEA | 23239.7066 | 34.9412 | 1
LS-002373 | 7094 VIDA LN | 11842 | West Grid | Duval | 2003-12-23 | 2003-12-23 | JEA | 1442.4192 | 118.4371 | 1
LS-002374 | 138 VILLA SAVANO | 50641 | St Johns Grid | St Johns | 2007-11-14 | 2007-11-14 | FPL | 16037.2495 | 145.6999 | 1
LS-002375 | 155 VILLAGE GREEN AV | 23394 | St Johns Grid | Duval | 1996-05-14 | 1996-05-14 | JEA | 73930.9297 | 341.1003 | 1
LS-002376 | 6794 SANDLE DR | 107317 | North Grid | Duval | 2011-04-22 | 2011-04-22 | JEA | 45297.7034 | 543.4749 | 1
LS-002378 | 12512 WAGES WY E | 10885 | North Grid | Duval | 2002-05-01 | 2002-05-01 | JEA | 3153.4504 | 37.4132 | 1
LS-002379 | 667 WAKEVIEW DR | 54703 | West Grid | Clay | 2002-11-13 | 2002-11-13 | CLAY E | 53604.6357 | 266.4474 | 1
LS-002380 | 5004 WALCOTT AV | 1588 | North Grid | Duval | 1980-01-01 | 1980-01-01 | JEA | 28776.7695 | 125.4234 | 1
LS-002381 | 14951 WALDEN SPRINGS WY | 54704 | St Johns Grid | Duval | 2006-06-03 | 2006-06-03 | JEA | 42601.0866 | 399.4452 | 1
LS-002386 | 11955 WALLE DR | 1334 | East Grid | Duval | 1985-01-01 | 1985-01-01 | JEA | 17225.8469 | 99.6918 | 1
LS-002387 | 4269 WALNUT BEND N | 1184 | South Grid | Duval | 1985-01-01 | 1985-01-01 | JEA | 16162.2139 | 338.2015 | 2
LS-002391 | 600 WASHINGTON ST | 1167 | North Grid | Duval | 1980-01-01 | 1980-01-01 | JEA | 6925.3526 | 163.4999 | 1
LS-002392 | 12014 WATCH TOWER DR | 54705 | South Grid | Duval | 2004-09-10 | 2004-09-10 | JEA | 5792.0621 | 95.8509 | 1
LS-002393 | 10014 WATER MARK LN W | 12816 | South Grid | Duval | 2004-04-07 | 2004-04-07 | JEA | 12812.6902 | 124.5086 | 1
LS-002394 | 604 WATER ST | 1420 | North Grid | Duval | 1982-01-01 | 1982-01-01 | JEA | 400928.1869 | 2564.6752 | 4
LS-002397 | 5214 WATERSIDE DR | 1250 | West Grid | Duval | 1987-01-01 | 1987-01-01 | JEA | 1561.1499 | 20.6553 | 1
LS-002399 | 3758 WAYLAND ST | 54706 | East Grid | Duval | 1989-09-15 | 1989-09-15 | JEA | 65781.3633 | 141.0563 | 1
LS-002400 | 4174 WEATHERWOOD ESTATES DR | 1198 | South Grid | Duval | 1980-01-01 | 1980-01-01 | JEA | 17297.4773 | 209.4336 | 1
LS-002402 | 747 WELLHOUSE DR | 1243 | West Grid | Duval | 1996-01-01 | 1996-01-01 | JEA | 24475.5168 | 332.1611 | 1
LS-002403 | 10452 WELLINGTON SPRINGS WY | 1551 | West Grid | Duval | 1990-01-01 | 1990-01-01 | JEA | 5661.996 | 153.1551 | 1
LS-002407 | 6911 WEST VIRGINA AV | 1587 | North Grid | Duval | 1950-01-01 | 1950-01-01 | JEA | 8400.3636 | 178.5389 | 1
LS-002408 | 12561 WESTBERRY HIDEAWAY LN | 1663 | South Grid | Duval | 2000-03-22 | 2000-03-22 | JEA | 3806.6591 | 103.0159 | 1
LS-002410 | 8652 WESTERN LAKE DR | 19208 | South Grid | Duval | 1986-02-10 | 1986-02-10 | JEA | 49030.6572 | 680.7987 | 1
LS-002413 | 8533 WESTERN WY | 18883 | South Grid | Duval | 1989-07-12 | 1989-07-12 | JEA | 26978.2791 | 404.6894 | 1
LS-002414 | 857 WESTGATE | 1502 | West Grid | Duval | 1950-01-01 | 1950-01-01 | JEA | 74006.1308 | 233.4964 | 1
LS-002416 | 7615 PRITCHARD | 1495 | West Grid | Duval | 1980-01-01 | 1980-01-01 | JEA |  |  | 3
LS-002419 | 4801 WHEELER AV | 21445 | West Grid | Duval | 2006-08-29 | 2006-08-29 | JEA | 37194.2291 | 334.1135 | 2
LS-002421 | 1014 WHIRLAWAY CR ST | 1937 | North Grid | Duval | 1999-08-23 | 1999-08-23 | JEA | 13574.3259 | 152.4926 | 1
LS-002422 | 10300 WHISPERING FOREST DR | 1853 | South Grid | Duval | 1985-01-01 | 1985-01-01 | JEA | 83923.5898 | 326.1779 | 2
LS-002423 | 6267 WHISPERING OAKS DR N | 1669 | East Grid | Duval | 1950-01-01 | 1950-01-01 | JEA | 2660.3349 | 106.5095 | 1
LS-002424 | 2454 WHISPERING WOOD BV | 1451 | East Grid | Duval | 1954-01-01 | 1954-01-01 | JEA | 11752.4415 | 169.2576 | 2
LS-002425 | 12474 WHITE FEATHER DR | 2246 | East Grid | Duval | 2001-06-12 | 2001-06-12 | JEA | 14070.1217 | 155.2838 | 1
LS-002426 | 95318 WILD CHERRY DR | 72100 | Nassau Grid | Nassau | 2006-10-13 | 2006-10-13 | FPL | 17545.5843 | 262.2734 | 2
LS-002427 | 1054 WILDERLAND DR | 1832 | East Grid | Duval | 1987-10-20 | 1987-10-20 | JEA | 19365.7278 | 101.0984 | 1
LS-002431 | 11275 WILLESDON DR S | 1921 | East Grid | Duval | 2001-02-23 | 2001-02-23 | JEA | 73070.9234 | 546.1889 | 2
LS-002432 | 76352 WILLIAM BURGESS BV | 39745 | Nassau Grid | Nassau | 2001-01-12 | 2001-01-12 | FPL | 1497.6734 | 495.5863 | 2
LS-002433 | 76688 WILLIAM BURGESS BV | 12494 | Nassau Grid | Nassau | 2002-06-18 | 2002-06-18 | FPL | 30528.091 | 726.3903 | 1
LS-002434 | 14151 WILLIAM DAVIS PY | 1845 | East Grid | Duval | 1985-01-01 | 1985-01-01 | JEA | 88182.5828 | 258.8269 | 1
LS-002435 | 13651 WILLIAM DAVIS PY W | 1843 | East Grid | Duval | 1990-07-01 | 1990-07-01 | JEA | 61446.3006 | 609.4979 | 2
LS-002436 | 13812 WILLIAM DAVIS PY W | 1180 | East Grid | Duval | 1990-01-01 | 1990-01-01 | JEA | 8162.7233 | 337.6583 | 1
LS-002437 | 5160 WILLIAM MILL ST | 53843 | North Grid | Duval | 2001-11-01 | 2001-11-01 | JEA | 593.0901 | 107.1812 | 1
LS-002438 | 8765 WILLIAM MILL ST #31 | 15372 | North Grid | Duval | 2001-11-01 | 2001-11-01 | JEA | 947.2163 | 33.1255 | 1
LS-002439 | 5800 WILLIAM MILL ST #41/47 | 15370 | North Grid | Duval | 2001-11-01 | 2001-11-01 | JEA | 17406.6892 | 315.5421 | 1
LS-002442 | 1818 WILLOWBRANCH TERRACE | 1825 | West Grid | Duval | 2003-11-26 | 2003-11-26 | JEA | 89577.0427 | 639.136 | 3
LS-002444 | 5937 WILSON BV | 1789 | West Grid | Duval | 1980-01-01 | 1980-01-01 | JEA | 56345.5674 | 105.7486 | 1
LS-002445 | 6217 WILSON BV | 1788 | West Grid | Duval | 1966-01-01 | 1966-01-01 | JEA | 250084.0381 | 875.6815 | 4
LS-002449 | 7800 WILSON BV | 1814 | West Grid | Duval | 1980-01-01 | 1980-01-01 | JEA | 7848.3078 | 286.5744 | 1
LS-002451 | 3110 WILSON ST | 54708 | North Grid | Duval | 2008-03-13 | 2008-03-13 | JEA | 28079.8955 | 397.639 | 1
LS-002453 | 2484 WINCHESTER LN | 54709 | St Johns Grid | St Johns | 2002-06-06 | 2002-06-06 | FPL | 6181.5362 | 104.1338 | 1
LS-002456 | 12665 WINDY WILLOWS DR N | 1163 | East Grid | Duval | 1980-01-01 | 1980-01-01 | JEA | 16066.0362 | 88.7007 | 1
LS-002457 | 1904 WINDY WY E | 10565 | St Johns Grid | Duval | 2002-09-04 | 2002-09-04 | JEA | 37609.8838 | 212.0924 | 1
LS-002458 | 11127 WINGATE RD | 1916 | North Grid | Duval | 1980-01-01 | 1980-01-01 | JEA | 21016.569 | 194.9803 | 1
LS-002460 | 1089 WINSTONIAN WY ST | 1248 | West Grid | Duval | 1990-01-01 | 1990-01-01 | JEA | 48704.5816 | 209.8215 | 1
LS-002462 | 1195 WOOD DUCK HOLLOW | 54710 | St Johns Grid | Duval | 1983-11-01 | 1983-11-01 | JEA | 12938.0211 | 54.13 | 1
LS-002463 | 95346 WOODBRIDGE PY | 72158 | Nassau Grid | Nassau | 2005-04-27 | 2005-04-27 | FPL | 75396.322 | 437.1696 | 2
LS-002464 | 1820 WOODLEIGH DR W | 24977 | East Grid | Duval | 1962-10-01 | 1962-10-01 | JEA | 40326.475 | 89.8314 | 1
LS-002465 | 2014 WOODLEIGH DR W | 24657 | East Grid | Duval | 1962-10-01 | 1962-10-01 | JEA | 11050.719 | 60.8203 | 1
LS-002466 | 10340 WOODLEY CREEK BV | 1233 | North Grid | Duval | 2000-04-19 | 2000-04-19 | JEA |  |  | 1
LS-002467 | 4211 WOODMERE ST | 1954 | West Grid | Duval | 1954-01-01 | 1954-01-01 | JEA | 43737.1573 | 372.7052 | 3
LS-002468 | 2512 WOOLERY DR | 27889 | East Grid | Duval | 1962-02-08 | 1962-02-08 | JEA | 17023.6506 | 192.4896 | 1
LS-002469 | 180 WORTHINGTON PY | 72141 | St Johns Grid | St Johns | 2005-11-29 | 2005-11-29 | FPL | 26889.6891 | 538.97 | 1
LS-002470 | 2658 WRIGHTSON DR | 1314 | South Grid | Duval | 1980-01-01 | 1980-01-01 | JEA | 12943.7636 | 365.1655 | 1
LS-002471 | 11644 YALDING DR | 1326 | South Grid | Duval | 1980-01-01 | 1980-01-01 | JEA | 4913.9768 | 58.5053 | 1
LS-002472 | 122 YELLOW BILL LN | 47761 | St Johns Grid | St Johns | 2006-11-30 | 2006-11-30 | FPL | 2632.2494 | 46.1516 | 1
LS-002473 | 12150 YELLOW BLUFF RD | 10563 | North Grid | Duval | 2001-08-21 | 2001-08-21 | JEA | 26957.9109 | 462.6548 | 1
LS-002474 | 12611 YELLOW BLUFF RD | 52951 | North Grid | Duval | 2006-07-05 | 2006-07-05 | JEA | 22953.9281 | 435.0581 | 1
LS-002475 | 97093 YORKSHIRE DR | 72115 | Nassau Grid | Nassau | 2005-05-19 | 2005-05-19 | FPL | 8596.2664 | 89.0965 | 2
LS-002476 | 6397 YOUNGERMAN CR | 1565 | West Grid | Duval | 1977-01-01 | 1977-01-01 | JEA | 52573.3197 | 272.4819 | 1
LS-002478 | 8602 ZOO RD | 1399 | North Grid | Duval | 1974-01-01 | 1974-01-01 | JEA |  |  | 2
LS-002665 | 2325 EMERSON ST | 1566 | East Grid | Duval | 1988-01-01 | 1988-01-01 | JEA | 1777.8027 | 82.732 | 1
LS-002812 | 2369 HAWKCREST DRIVE | 52356 | St Johns Grid | Duval | 1998-05-14 | 1998-05-14 | JEA |  |  | 3
LS-002867 | 8617 WESTERN WAY | 204645 | South Grid | Duval | 2005-06-30 | 2005-06-30 | JEA |  |  | 1
LS-002894 | 85057 MAJESTIC WALK BV | 54566 | Nassau Grid | Nassau | 2007-07-30 | 2007-07-30 | FPL | 68312.8058 | 547.3302 | 2
LS-002895 | 96124 WINDSOR DR | 45537 | Nassau Grid | Nassau | 2007-09-28 | 2007-09-28 | FPL | 6546.9592 | 191.6388 | 1
LS-002896 | 4451 A1A | 54484 | St Johns Grid | St Johns | 2013-08-29 | 2013-08-29 | FPL | 5855.193 | 247.8989 | 1
LS-002903 | 8998 BLOUNT ISLAND BV | 15686 | North Grid | Duval | 2001-11-01 | 2001-11-01 | JEA | 2671.3859 | 173.1404 | 1
LS-002905 | 15648 LEXINGTON PARK | 29537 | North Grid | Duval | 2005-06-28 | 2005-06-28 | JEA | 60070.9298 | 406.8734 | 1
LS-002907 | 10480 YEAGER RD | 54712 | North Grid | Duval | 2007-07-15 | 2007-07-15 | JEA | 4184.2171 | 113.8342 | 1
LS-002909 | 6051 SHADEHILL RD | 48737 | St Johns Grid | Duval | 2006-10-09 | 2006-10-09 | JEA | 56550.029 | 374.0761 | 1
LS-002910 | 92 TIDECREST PY | 54696 | St Johns Grid | St Johns | 2007-06-26 | 2007-06-26 | FPL | 9123.183 | 394.4868 | 1
LS-002983 | 8224 AC SKINNER PY | 53219 | South Grid | Duval | 2007-08-29 | 2007-08-29 | JEA | 75970.5951 | 283.8778 | 1
LS-003081 | 13714 LAKE FRETWELL | 32577 | West Grid | Duval | 2005-05-02 | 2005-05-02 | JEA | 9218.4516 | 395.5158 | 1
LS-003110 | 21397 ST THOMAS ISLAND PY | 50002 | St Johns Grid | St Johns | 2007-07-31 | 2007-07-31 | FPL | 74791.4632 | 337.0994 | 1
LS-003143 | 11704 PALM LAKE DR | 53217 | North Grid | Duval | 2006-03-31 | 2006-03-31 | JEA | 71184.2979 | 197.9977 | 1
LS-003176 | 32664 Sunny Parke Dr | 58017 | Nassau Grid | Nassau | 2008-02-29 | 2008-02-29 | FPL | 39289.3799 | 1036.0495 | 2
LS-003177 | 32026 Praire Park Pl | 55473 | Nassau Grid | Nassau | 2008-02-29 | 2008-02-29 | FPL | 8659.5743 | 132.9072 | 1
LS-003188 | 6674-1 COMMONWEALTH AVE | 207528 | West Grid | Duval | 2007-09-04 | 2007-09-04 | JEA | 6273.0129 | 254.5285 | 1
LS-003189 | 6674-2 COMMONWEALTH AVE | 207529 | West Grid | Duval | 1970-01-01 | 1970-01-01 | JEA | 1620.5603 | 78.0277 | 1
LS-003192 | 7479 WESTLAND OAKS DRIVE | 54817 | West Grid | Duval | 2006-11-29 | 2006-11-29 | JEA | 18766.1487 | 259.7889 | 1
LS-003194 | 87009 VILLA LANE | 53537 | Nassau Grid | Nassau | 2008-02-05 | 2008-02-05 | FPL | 6630.7424 | 99.502 | 1
LS-003196 | 10466 ILAH RD | 59617 | South Grid | Duval | 2008-05-12 | 2008-05-12 | JEA | 23211.1212 | 526.242 | 1
LS-003209 | 76076 TIMBER CREEK BV | 46484 | Nassau Grid | Nassau | 2007-02-01 | 2007-02-01 | FPL | 18753.1793 | 316.7689 | 1
LS-003220 | 74 DAVIS PARK DR | 55457 | St Johns Grid | St Johns | 2008-03-18 | 2008-03-18 | FPL | 42018.7314 | 247.7528 | 1
LS-003247 | 4950 NEW WORLD AVE | 60257 | West Grid | Duval | 2008-06-01 | 2008-06-01 | JEA | 7084.1805 | 145.1028 | 1
LS-003274 | 3687 Lightview Ln | 49361 | East Grid | Duval | 2007-10-01 | 2007-10-01 | JEA | 3697.0811 | 65.4566 | 1
LS-003281 | 2627 Port Industrial Drive | 70817 | North Grid | Duval | 2008-10-27 | 2008-10-27 | JEA | 2121.4663 | 59.8555 | 1
LS-003322 | 1406 BISCAYNE GROVE LN | 62177 | North Grid | Duval | 2008-05-01 | 2008-05-01 | JEA | 4250.9762 | 52.8364 | 1
LS-003354 | 2200 CORPORATE SQUARE | 1756 | East Grid | Duval | 1950-01-01 | 1950-01-01 | JEA | 57437.8361 | 417.6443 | 1
LS-003355 | 14531 BARTRAM PARK BV | 51921 | St Johns Grid | Duval | 2007-12-13 | 2007-12-13 | JEA | 77279.9788 | 413.5917 | 1
LS-003356 | 14802 BARTRAM PARK BV | 52241 | St Johns Grid | Duval | 2007-12-13 | 2007-12-13 | JEA |  |  | 3
LS-003367 | 382 STERNWHEEL DR | 67618 | St Johns Grid | St Johns | 2008-07-01 | 2008-07-01 | FPL | 51983.97 | 411.386 | 2
LS-003388 | 63 FORT WADE RD | 79139 | St Johns Grid | Duval | 2008-11-03 | 2008-11-03 | JEA | 6606.274 | 178.7829 | 1
LS-003478 | 8572 CHERYL ANN LANE | 65377 | West Grid | Duval | 2007-05-31 | 2007-05-31 | JEA | 2419.0249 | 109.4753 | 1
LS-003480 | 8469 KONA AV | 121716 | East Grid | Duval | 2010-02-08 | 2010-02-08 | JEA | 4255.9464 | 28.2953 | 1
LS-003483 | 8704 FREE AV | 99972 | East Grid | Duval | 2009-08-17 | 2009-08-17 | JEA | 35374.8286 | 367.2025 | 2
LS-003484 | 8516 INDIA AV | 120452 | East Grid | Duval | 2010-02-08 | 2010-02-08 | JEA | 9157.0379 | 116.6106 | 1
LS-003485 | 8494 JASPER AV | 120119 | East Grid | Duval | 2010-02-08 | 2010-02-08 | JEA | 5408.634 | 106.4494 | 1
LS-003494 | 40 SHINNECOCK DR | 207524 | St Johns Grid | St Johns | 2009-06-09 | 2009-06-09 | FPL |  |  | 4
LS-003513 | 15051 BARTRAM SPRINGS PY | 91969 | St Johns Grid | Duval | 2009-05-04 | 2009-05-04 | JEA | 9070.2718 | 240.7074 | 1
LS-003514 | 9766 RG SKINNER PY | 88433 | South Grid | Duval | 2006-10-26 | 2006-10-26 | JEA | 25137.0433 | 322.1276 | 1
LS-003515 | 343 LITTLE RIVER RD | 123652 | St Johns Grid | St Johns | 2008-12-08 | 2008-12-08 | FPL | 31388.0803 | 197.3518 | 1
LS-003612 | 79 NOCATEE VILLAGE DR | 98341 | St Johns Grid | St Johns | 2009-08-20 | 2009-08-20 | FPL |  |  | 3
LS-003613 | 96 FIELDCREST DR S | 81057 | St Johns Grid | St Johns | 2008-12-23 | 2008-12-23 | FPL | 27991.0425 | 185.4551 | 1
LS-003698 | 884 CROSS TOWN DR | 119156 | St Johns Grid | Duval | 2010-06-15 | 2010-06-15 | JEA |  |  | 2
LS-003704 | 8744 KONA AV | 121748 | East Grid | Duval | 2009-08-17 | 2009-08-17 | JEA | 203.2853 | 58.3297 | 1
LS-003705 | 8605 HARE AV | 120788 | East Grid | Duval | 2010-02-08 | 2010-02-08 | JEA | 2421.337 | 34.0477 | 1
LS-003706 | 8603 GALVESTON AV | 121078 | East Grid | Duval | 2010-02-08 | 2010-02-08 | JEA | 6306.2134 | 135.2798 | 1
LS-003707 | 7700 HARE AV | 120756 | East Grid | Duval | 2010-02-10 | 2010-02-10 | JEA | 3312.9677 | 114.0724 | 1
LS-003708 | 512 ARLINGTON PLACE | 121412 | East Grid | Duval | 2010-02-08 | 2010-02-08 | JEA | 1140.8067 | 230.0871 | 1
LS-003709 | 7711 JASPER AV | 119172 | East Grid | Duval | 2010-02-08 | 2010-02-08 | JEA | 34665.0484 | 254.6636 | 1
LS-003714 | 12121 GEC PHILIPS HWY | 179333 | South Grid | Duval | 2010-05-19 | 2010-05-19 | JEA | 431.1926 | 376.5686 | 2
LS-003717 | 228 CAPTIVA DR | 112116 | St Johns Grid | Duval | 2010-04-05 | 2010-04-05 | JEA | 31049.9366 | 251.0526 | 1
LS-003747 | 509 DRYSDALE DRIVE | 138677 | West Grid | Clay | 2011-04-20 | 2011-04-20 | CLAY E | 92979.4883 | 444.993 | 2
LS-003826 | 87052 BRISTOL AV | 181556 | Nassau Grid | Nassau | 2014-04-21 | 2014-04-21 | FPL | 4697.9158 | 214.255 | 1
LS-003876 | 17 DONGALLA CT | 110516 | East Grid | Duval | 2009-10-08 | 2009-10-08 | JEA | 1929.275 | 44.8279 | 1
LS-003883 | 164 CHERRY LAUREL PL | 107636 | St Johns Grid | St Johns | 2009-12-16 | 2009-12-16 | FPL | 24789.0383 | 225.1256 | 1
LS-003886 | 5709 REDPOLL AV | 126196 | North Grid | Duval | 2010-08-17 | 2010-08-17 | JEA | 17712.0542 | 213.6806 | 1
LS-003888 | 10733 NORTH MAIN ST | 140917 | North Grid | Duval | 2011-05-11 | 2011-05-11 | JEA |  |  | 1
LS-003890 | 246 MANGROVE THICKET BV | 129428 | St Johns Grid | St Johns | 2010-08-02 | 2010-08-02 | FPL | 20368.7233 | 234.839 | 1
LS-003891 | 156 HOWLAND DR | 130356 | St Johns Grid | Duval | 2010-12-09 | 2010-12-09 | JEA | 83586.3801 | 361.0875 | 2
LS-003892 | 219 FOOTBRIDGE RD | 71265 | St Johns Grid | St Johns | 2008-07-07 | 2008-07-07 | FPL | 10551.7568 | 141.2245 | 1
LS-003900 | 887 NORTH DURBIN PY | 79777 | St Johns Grid | Duval | 2008-12-05 | 2008-12-05 | JEA | 68061.0365 | 239.4061 | 1
LS-003901 | 80 AIRPORT CENTER DR | 140276 | North Grid | Duval | 2016-08-10 | 2016-08-10 | JEA | 5654.4624 | 59.2217 | 1
LS-003902 | 9498 WEXFORD CHASE RD | 139958 | South Grid | Duval | 2011-05-11 | 2011-05-11 | JEA | 16044.6468 | 131.1494 | 1
LS-003906 | 7544 103RD ST | 145396 | West Grid | Duval | 2011-08-29 | 2011-08-29 | JEA |  |  | 3
LS-003910 | 12222 OLD ST AUGUSTINE RD | 149236 | South Grid | Duval | 2011-10-24 | 2011-10-24 | JEA | 5630.5586 | 155.8514 | 1
LS-003920 | 7891 PEARL ST | 143796 | North Grid | Duval | 2011-07-18 | 2011-07-18 | JEA | 6073.824 | 166.2516 | 1
LS-003921 | 87447 COMMERCE BV | 152436 | Nassau Grid | Nassau | 2011-12-07 | 2011-12-07 | FPL | 16998.9492 | 392.1592 | 2
LS-003964 | 172 WANDERING WOODS WY | 155636 | St Johns Grid | St Johns | 2012-05-04 | 2012-05-04 | FPL | 10923.5635 | 165.6726 | 1
LS-003965 | 168 FEVER HAMMOCK DR | 157892 | St Johns Grid | St Johns | 2012-06-21 | 2012-06-21 | FPL | 39021.3031 | 231.3618 | 1
LS-003966 | 12604 HOOD LANDING RD | 158516 | South Grid | Duval | 2012-07-02 | 2012-07-02 | JEA | 3332.0629 | 139.097 | 1
LS-003967 | 15171 DUVAL RD. | 158196 | North Grid | Duval | 2011-11-01 | 2011-11-01 | JEA | 69735.1688 | 653.0251 | 1
LS-003973 | 1055 LOGAN STREET | 205590 | North Grid | Duval | 2013-10-15 | 2013-10-15 | JEA | 933.4607 | 38.2465 | 1
LS-003974 | 7106 BALBOA RD | 163316 | South Grid | Duval | 2012-12-12 | 2012-12-12 | JEA |  |  | 3
LS-003976 | 2829 WESTBERRY RD | 168436 | South Grid | Duval | 2013-04-18 | 2013-04-18 | JEA | 3111.2154 | 62.0165 | 1
LS-003978 | 3925 TAR KILN RD. | 166196 | South Grid | Duval | 2013-03-06 | 2013-03-06 | JEA | 3890.5662 | 72.932 | 1
LS-003979 | 503 WORCESTER COURT | 167156 | North Grid | Duval | 2013-04-09 | 2013-04-09 | JEA | 5013.273 | 227.1793 | 1
LS-003980 | 100 Gospel Drive | 168132 | St Johns Grid | Duval | 2013-04-16 | 2013-04-16 | JEA | 45437.0754 | 272.1531 | 1
LS-003982 | 15701 WEST BEAVER ST | 204948 | West Grid | Duval | 2016-10-31 | 2016-10-31 | JEA | 220158.356 | 221.2081 | 2
LS-003983 | 200 GULF STREAM WY | 172916 | St Johns Grid | St Johns | 2013-04-30 | 2013-04-30 | FPL | 26794.7122 | 122.9157 | 1
LS-003984 | rth | 174836 | St Johns Grid | Duval | 2013-07-11 | 2013-07-11 | JEA | 21369.0464 | 140.4381 | 1
LS-003985 | 12386 WHITMORE OAKS DR | 174852 | South Grid | Duval | 2013-08-27 | 2013-08-27 | JEA | 10426.7878 | 227.5015 | 1
LS-003986 | 11162 PARKSIDE PRESERVE WY | 173556 | South Grid | Duval | 2013-08-07 | 2013-08-07 | JEA | 16829.9854 | 63.2284 | 1
LS-003987 | 386 PERDIDO ST | 179956 | St Johns Grid | St Johns | 2013-10-03 | 2013-10-03 | FPL | 30844.3182 | 185.3253 | 1
LS-003989 | 10078 BRADLEY RD | 176117 | East Grid | Duval | 2013-10-21 | 2013-10-21 | JEA | 4521.8284 | 62.5321 | 1
LS-003993 | 4 MIRANDA RD | 207532 | St Johns Grid | St Johns | 2004-08-11 | 2004-08-11 | BEACHES E | 37500.4253 | 88.6106 | 1
LS-003995 | 8930 DEVON PINES DR | 180276 | East Grid | Duval | 2014-01-30 | 2014-01-30 | JEA | 35241.0535 | 197.2856 | 1
LS-003997 | 251 ANN SCOTT DR | 184116 | St Johns Grid | Duval | 2014-06-25 | 2014-06-25 | JEA | 27539.4222 | 169.3536 | 1
LS-003999 | 4760 SUNBEAM RD | 182518 | South Grid | Duval | 2014-05-29 | 2014-05-29 | JEA | 5908.9749 | 231.1822 | 1
LS-004000 | 7326 LONG LEAF BRANCH DR | 182218 | West Grid | Duval | 2014-01-10 | 2014-01-10 | JEA | 92257.9398 | 806.8569 | 2
LS-004001 | 3701 JULINGTON CREEK RD | 183476 | South Grid | Duval | 2014-07-16 | 2014-07-16 | JEA | 6405.3751 | 73.9595 | 1
LS-004003 | 16073 HUTTON LANE | 185429 | North Grid | Duval | 2014-09-05 | 2014-09-05 | JEA | 4500.7999 | 48.5152 | 1
LS-004004 | 6125 LONGLEAF PINE PY | 183479 | St Johns Grid | Duval | 2014-08-19 | 2014-08-19 | JEA | 51609.0592 | 546.9813 | 1
LS-004006 | 13026 CHRISTINE MARIE CT | 185734 | East Grid | Duval | 2014-08-27 | 2014-08-27 | JEA | 5532.1891 | 82.2944 | 1
LS-004007 | 458 ASPEN LEAF DR | 186378 | St Johns Grid | Duval | 2014-10-03 | 2014-10-03 | JEA | 34425.3354 | 177.8537 | 1
LS-004008 | 2878 Preveza Ct (New Address) | 186052 | East Grid | Duval | 2014-10-15 | 2014-10-15 | JEA | 83867.5834 | 461.971 | 1
LS-004009 | 14992 BARTRAM CREEK BV | 187348 | St Johns Grid | Duval | 2014-10-22 | 2014-10-22 | JEA | 58389.8679 | 579.004 | 2
LS-004010 | 64 SIGNATURE DR | 205270 | St Johns Grid | Duval | 2014-10-08 | 2014-10-08 | JEA | 55108.1217 | 253.825 | 2
LS-004011 | 247 NEWBERRY DR | 187976 | St Johns Grid | St Johns | 2014-12-01 | 2014-12-01 | FPL | 15121.4865 | 181.322 | 1
LS-004012 | 4424 OAK VALLEY COURT | 185413 | South Grid | Duval | 2014-12-19 | 2014-12-19 | JEA | 1197.8297 | 63.7468 | 1
LS-004013 | 77155 LUMBER CREEK BV | 205271 | Nassau Grid | Nassau | 2014-10-15 | 2014-10-15 | FPL | 23993.9203 | 305.0848 | 1
LS-004014 | 46 CARNATION ST | 188292 | St Johns Grid | Duval | 2014-11-19 | 2014-11-19 | JEA | 6824.9189 | 86.9995 | 1
LS-004015 | 814 WILD CYPRESS CIRCLE | 189252 | St Johns Grid | St Johns | 2015-01-12 | 2015-01-12 | FPL | 25779.3601 | 216.9674 | 1
LS-004016 | 13376 NOGAL LANE | 201109 | East Grid | Duval | 2014-10-07 | 2014-10-07 | JEA | 30122.708 | 156.7835 | 1
LS-004018 | 88 TATE LANE | 188293 | St Johns Grid | St Johns | 2014-12-29 | 2014-12-29 | FPL | 17421.7695 | 481.475 | 1
LS-004019 | 290 SPRING CREEK WY | 190228 | St Johns Grid | St Johns | 2015-02-24 | 2015-02-24 | FPL | 13346.2678 | 111.2814 | 1
LS-004020 | 258 BALVENIE DR | 188948 | St Johns Grid | St Johns | 2015-01-30 | 2015-01-30 | FPL | 5704.2785 | 100.7929 | 1
LS-004021 | 53 SENEGAL DR | 191189 | St Johns Grid | Duval | 2015-03-11 | 2015-03-11 | JEA | 28958.3731 | 283.341 | 1
LS-004022 | 63 LAGOON COURSE DR | 187670 | St Johns Grid | St Johns | 2014-11-07 | 2014-11-07 | BEACHES E | 6039.7679 | 62.4576 | 1
LS-004023 | 4194 CEDAR POINT RD | 189924 | North Grid | Duval | 2015-01-07 | 2015-01-07 | JEA | 29182.8464 | 419.193 | 1
LS-004024 | 12771 YELLOW BLUFF RD | 190550 | North Grid | Duval | 2014-09-26 | 2014-09-26 | JEA | 7934.5836 | 81.931 | 1
LS-004025 | 14422 YELLOW BLUFF RD | 188966 | North Grid | Duval | 2015-01-12 | 2015-01-12 | JEA | 3248.0835 | 88.4225 | 1
LS-004026 | 211 LONE EAGLE WAY | 190551 | St Johns Grid | Duval | 2015-04-02 | 2015-04-02 | JEA | 41593.7742 | 262.5341 | 1
LS-004027 | 57 SOLIS AV | 192148 | St Johns Grid | Duval | 2015-04-20 | 2015-04-20 | JEA | 94336.0387 | 553.2463 | 2
LS-004028 | 95151 TIMBERLAKE DR | 189604 | Nassau Grid | Nassau | 2015-02-21 | 2015-02-21 | FPL | 20070.5835 | 197.4491 | 1
LS-004030 | 585 COCONUT PALM PY | 191844 | St Johns Grid | Duval | 2015-04-15 | 2015-04-15 | JEA | 9734.6762 | 106.4193 | 1
LS-004031 | 4970 BALLASTONE DR | 191861 | South Grid | Duval | 2015-06-11 | 2015-06-11 | JEA | 4182.1033 | 75.5626 | 1
LS-004032 | 12276 ROUEN COVE DR | 191860 | North Grid | Duval | 2015-06-09 | 2015-06-09 | JEA | 11525.7381 | 95.3 | 1
LS-004033 | 23 ANILA St | 192149 | St Johns Grid | Duval | 2015-04-20 | 2015-04-20 | JEA | 10286.249 | 107.0892 | 1
LS-004034 | 2079 PATRIOT RIDGE CT | 191845 | West Grid | Duval | 2015-05-15 | 2015-05-15 | JEA | 25127.1517 | 220.2414 | 1
LS-004035 | 14278 RIVER STORY DR | 196660 | South Grid | Duval | 2015-06-25 | 2015-06-25 | JEA | 14763.6831 | 46.5503 | 1
LS-004036 | 14749 RUSSELL BRIDGE DR | 192157 | St Johns Grid | Duval | 2015-06-08 | 2015-06-08 | JEA | 18025.1078 | 159.2784 | 1
LS-004037 | 221 AMALURRA TRAIL | 195991 | St Johns Grid | Duval | 2015-10-07 | 2015-10-07 | JEA | 10125.8231 | 100.5809 | 1
LS-004038 | 2301 YORK ST | 192150 | East Grid | Duval | 2015-04-07 | 2015-04-07 | JEA | 5699.1691 | 51.5746 | 1
LS-004039 | 10910 AVENUES WALK BV | 195994 | South Grid | Duval | 2009-02-05 | 2009-02-05 | JEA | 47152.7179 | 644.7985 | 2
LS-004040 | 825 LIBERTY STREET | 196968 | North Grid | Duval | 2014-10-27 | 2014-10-27 | JEA | 78146.0944 | 290.4474 | 1
LS-004041 | 296 STONE MASON WAY | 196308 | St Johns Grid | Duval | 2015-12-07 | 2015-12-07 | JEA | 17406.0023 | 171.9406 | 1
LS-004042 | 38 TIERRA COVE | 195988 | St Johns Grid | Duval | 2015-10-07 | 2015-10-07 | JEA | 14834.8474 | 47.3017 | 1
LS-004043 | 674 JULINGTON LAKES | 205268 | St Johns Grid | Duval | 2015-11-17 | 2015-11-17 | JEA | 50903.0944 | 389.0808 | 1
LS-004044 | 7257 STEVENTON WAY | 196309 | West Grid | Duval | 2015-10-30 | 2015-10-30 | JEA | 11054.6887 | 146.467 | 1
LS-004045 | 2749 CHAPMAN OAK DR | 198548 | South Grid | Duval | 2015-11-24 | 2015-11-24 | JEA | 2876.8961 | 91.194 | 1
LS-004046 | 635 SHEARWATER PY | 196964 | St Johns Grid | St Johns | 2015-12-08 | 2015-12-08 | FPL | 179726.8187 | 922.2112 | 3
LS-004047 | 873 SHEARWATER PY | 196967 | St Johns Grid | St Johns | 2015-12-08 | 2015-12-08 | FPL | 86733.8491 | 419.379 | 1
LS-004048 | 473 CASPIA LN | 195995 | St Johns Grid | St Johns | 2015-11-19 | 2015-11-19 | FPL | 16198.758 | 352.3132 | 1
LS-004049 | 12021 ARIANA ELYSE DR | 198868 | South Grid | Duval | 2016-02-03 | 2016-02-03 | JEA | 5324.8452 | 202.8824 | 1
LS-004050 | 12490 SHADY BRIDGE TRAIL | 198564 | South Grid | Duval | 2016-02-03 | 2016-02-03 | JEA | 5500.4532 | 83.2666 | 1
LS-004051 | 550 STONE RIDGE DR | 195996 | St Johns Grid | Duval | 2016-01-07 | 2016-01-07 | JEA | 37005.9519 | 166.636 | 1
LS-004052 | 159 STONE CREEK CIRCLE | 198230 | St Johns Grid | Duval | 2016-02-08 | 2016-02-08 | JEA | 7267.9465 | 293.875 | 1
LS-004053 | 6121 AUTHORITY AV | 207531 | West Grid | Duval | 2004-12-01 | 2004-12-01 | JEA |  |  | 1
LS-004054 | 97026 HARBOR CONCOURSE | 200468 | Nassau Grid | Nassau | 2016-02-23 | 2016-02-23 | FPL | 17231.6515 | 270.501 | 1
LS-004055 | 2037 BLUEWATER DR | 194710 | St Johns Grid | St Johns | 2015-09-03 | 2015-09-03 | FPL | 22860.7429 | 632.4043 | 2
LS-004056 | 10561 RUSSELL SAMPSON RD | 202708 | St Johns Grid | Duval | 2016-05-06 | 2016-05-06 | JEA | 5123.6486 | 119.381 | 1
LS-004057 | 174 PINE LAKE DR | 201124 | St Johns Grid | St Johns | 2016-03-22 | 2016-03-22 | FPL | 17763.157 | 220.8821 | 1
LS-004058 | 12143 CALUMET FARM DR | 200486 | South Grid | Duval | 2016-03-02 | 2016-03-02 | JEA | 7054.6501 | 154.7816 | 1
LS-004059 | 2689 FLYNN ROAD WEST | 201143 | South Grid | Duval | 2016-03-29 | 2016-03-29 | JEA | 2745.7455 | 305.9388 | 1
LS-004060 | 13725 PHILLIPS HY | 207530 | St Johns Grid | Duval | 2017-01-20 | 2017-01-20 | JEA | 516.3358 | 164.2845 | 1
LS-004061 | 85990 BLACK TERN DRIVE | 199508 | Nassau Grid | Nassau | 2016-02-10 | 2016-02-10 | FPL | 32777.1765 | 246.984 | 1
LS-004062 | 4802 ARBOR MILL CIRCLE | 206580 | West Grid | Clay | 2016-08-17 | 2016-08-17 | CLAY E | 43949.9399 | 389.3129 | 1
LS-004063 | 149 WILDERNESS RIDGE DR | 203989 | St Johns Grid | Duval | 2016-06-09 | 2016-06-09 | JEA | 70681.7412 | 229.2138 | 2
LS-004064 | 11205 BAPTIST HEALTH DRIVE | 203668 | North Grid | Duval | 2016-09-01 | 2016-09-01 | JEA | 10947.8289 | 199.2524 | 1
LS-004065 | 993 PINELAND BAY DRIVE | 203348 | St Johns Grid | St Johns | 2016-05-20 | 2016-05-20 | FPL | 26951.9747 | 208.434 | 1
LS-004066 | 273 BOWLAN ST S | 206548 | East Grid | Duval | 2016-08-18 | 2016-08-18 | JEA |  |  | 1
LS-004067 | 175 SPANISH CREEK DR | 206900 | St Johns Grid | Duval | 2016-09-27 | 2016-09-27 | JEA | 45150.6842 | 141.2574 | 1
LS-004068 | 425 Kayak Club Drive | 207221 | St Johns Grid | St Johns | 2016-11-01 | 2016-11-01 | FPL | 21643.8677 | 137.4946 | 1
LS-004069 | 304 Gillespie Gardens Drive | 206948 | North Grid | Duval | 2016-12-22 | 2016-12-22 | JEA | 12421.0188 | 154.4901 | 1
LS-004070 | 155 Ashlar Drive | 207831 | St Johns Grid | St Johns | 2017-01-19 | 2017-01-19 | FPL | 18586.7458 | 449.8941 | 1
LS-004071 | 7627 Sunnydale Lane | 207556 | South Grid | Duval | 2017-01-27 | 2017-01-27 | JEA | 18447.0237 | 396.9215 | 2
LS-004072 | 8143 Brothers Walk Lane | 208148 | East Grid | Duval | 2017-01-06 | 2017-01-06 | JEA | 5622.9131 | 266.0134 | 1
LS-004073 | 76255 Wildlight Ave | 209129 | Nassau Grid | Duval | 2017-02-09 | 2017-02-09 | FPL | 134998.0109 | 731.7241 | 2
LS-004074 | 10728 Clydesdale Dr. W | 208468 | South Grid | Duval | 2017-04-01 | 2017-04-01 | JEA | 8384.6274 | 81.8942 | 1
LS-004075 | 9996 Pavens Creek Dr. | 209444 | West Grid | Duval | 2017-03-27 | 2017-03-27 | JEA | 42186.1619 | 368.819 | 1
LS-004076 | 13443 Avery Park Ln. | 209428 | North Grid | Duval | 2017-05-08 | 2017-05-08 | JEA | 8159.8905 | 120.1987 | 1
LS-004077 | 2517 Alexia Cr. | 211989 | East Grid | Duval | 2017-03-18 | 2017-03-18 | JEA | 20028.6675 | 148.5156 | 1
LS-004078 | 205 Heron Bay Road | 211032 | North Grid | Duval | 2016-12-09 | 2016-12-09 | JEA | 30505.7161 | 420.6585 | 2
LS-004079 | 10139 Kit Fox PY | 210388 | West Grid | Duval | 2017-03-22 | 2017-03-22 | JEA | 60723.6078 | 761.3024 | 2
LS-004080 | 13306 Cedar Hammock Way | 213268 | North Grid | Duval | 2017-02-27 | 2017-02-27 | JEA | 15255.9691 | 163.4217 | 1
LS-004081 | 105 Coppinger Pl | 210708 | St Johns Grid | Duval | 2017-05-10 | 2017-05-10 | JEA | 13616.7002 | 88.0123 | 1
LS-004082 | 391 Northside Dr. | 212309 | North Grid | Duval | 2017-03-23 | 2017-03-23 | JEA | 37007.3853 | 386.7639 | 1
LS-004083 | 1938 April Oaks Dr | 216164 | West Grid | Duval | 2017-07-12 | 2017-07-12 | JEA | 13187.5681 | 74.4258 | 1
LS-004084 | 426 Timberland Forest Bv | 214868 | St Johns Grid | Duval | 2017-08-02 | 2017-08-02 | JEA | 12836.9127 | 171.7258 | 1
LS-004085 | 340 Bent Creek Dr. | 216180 | St Johns Grid | St Johns | 2017-09-29 | 2017-09-29 | JEA | 22916.3687 | 140.4467 | 1
LS-004086 | 84 Albany Bay Bv | 217764 | St Johns Grid | Duval | 2017-11-30 | 2017-11-30 | JEA | 95483.1914 | 745.1503 | 2
LS-004087 | 6850 Energy Center Drive | 217124 | South Grid | Duval | 2017-10-25 | 2017-10-25 | JEA | 61182.2233 | 477.4657 | 1
LS-004088 | 245 Crosswater Lake Dr. | 216517 | St Johns Grid | St Johns | 2017-11-14 | 2017-11-14 | FPL |  |  | 4
LS-004089 | 7171 Preston Pines Trail | 220388 | West Grid | Duval | 2018-01-03 | 2018-01-03 | JEA | 4373.9967 | 155.0712 | 1
LS-004090 | 2591 Tartus Dr. | 217444 | East Grid | Duval | 2017-08-28 | 2017-08-28 | JEA | 26883.9159 | 235.8959 | 1
LS-004091 | 47 Indian Grass Dr. | 219364 | St Johns Grid | St Johns | 2018-02-01 | 2018-02-01 | FPL | 27596.798 | 171.6962 | 1
LS-004092 | 383 Albany Bay Bv | 223012 | St Johns Grid | Duval | 2018-03-08 | 2018-03-08 | JEA | 40730.7825 | 194.3324 | 1
LS-004093 | 248 Waterline Dr. | 224932 | St Johns Grid | St Johns | 2018-02-01 | 2018-02-01 | JEA | 18225.6737 | 145.9378 | 1
LS-004094 | 211 BEACHWALK BLVD | 217767 | South Grid | Duval | 2017-11-30 | 2017-11-30 | JEA | 51666.0322 | 753.0445 | 2
LS-004095 | 7202 Palm Reserve Lane | 222996 | West Grid | Duval | 2018-03-08 | 2018-03-08 | JEA | 3670.4049 | 85.5211 | 1
LS-004096 | 95530 College Parkway | 222004 | Nassau Grid | Nassau | 2018-01-05 | 2018-01-05 | FPL | 33393.8608 | 300.344 | 2
LS-004097 | 958 Shetland Drive (1093?) | 226212 | St Johns Grid | St Johns | 2018-03-08 | 2018-03-08 | FPL | 46874.1941 | 313.185 | 1
LS-004098 | 1282 Sarah's Landing Dr | 222676 | West Grid | Duval | 2018-03-07 | 2018-03-07 | JEA | 4776.5775 | 64.1713 | 1
LS-004099 | 1279 Adelena Ln | 229845 | West Grid | Duval | 2018-03-19 | 2018-03-19 | JEA | 5237.0236 | 86.7624 | 1
LS-004100 | 94995 Palm Point Dr. | 225252 | Nassau Grid | Nassau | 2018-03-20 | 2018-03-20 | FPL | 13762.8027 | 270.0231 | 1
LS-004101 | 11382 River Hollow Ln | 222036 | North Grid | Duval | 2018-03-20 | 2018-03-20 | JEA | 370.2417 | 11.3309 | 1
LS-004102 | 8142 Fouraker Forest Rd | 223668 | West Grid | Duval | 2018-03-28 | 2018-03-28 | JEA | 11965.2427 | 254.8519 | 1
LS-004103 | 7210 Townsend Village Ln | 222052 | South Grid | Duval | 2018-01-18 | 2018-01-18 | JEA | 8760.772 | 265.1182 | 1
LS-004104 | 14525 Bartram Creek Blvd. | 224612 | St Johns Grid | Duval | 2018-04-23 | 2018-04-23 | JEA | 28498.1183 | 271.7944 | 1
LS-004105 | 43 Marques Ct. | 224308 | South Grid | Duval | 2018-04-16 | 2018-04-16 | JEA | 14282.6156 | 216.8298 | 1
LS-004106 | 12429 Sea Island Dr. | 223332 | East Grid | Duval | 2018-04-26 | 2018-04-26 | JEA | 19603.4901 | 376.6139 | 1
LS-004107 | 9677 Price Park Dr | 226532 | South Grid | Duval | 2018-05-15 | 2018-05-15 | JEA | 13422.1353 | 315.8802 | 1
LS-004108 | 52 Honey Blossom Rd. | 227605 | St Johns Grid | St Johns | 2018-05-26 | 2018-05-26 | JEA | 35808.7786 | 241.9692 | 1
LS-004109 | 119 Whitefish Trail | 235204 | St Johns Grid | St Johns | 2015-06-15 | 2015-06-15 | FPL | 52779.1868 | 228.6407 | 1
LS-004110 | 10888 Ventnor Ave | 228788 | North Grid | Duval | 2018-06-18 | 2018-06-18 | JEA | 17513.4022 | 340.9766 | 1
LS-004111 | 3161 Hawks Hill Ln | 228151 | South Grid | Duval | 2018-06-25 | 2018-06-25 | JEA | 12478.3075 | 608.8542 | 1
LS-004112 | 132 Whistling Straits Dr. | 229788 | St Johns Grid | St Johns | 2018-07-05 | 2018-07-05 | FPL | 1080.1828 | 137.1208 | 1
LS-004113 | 182 KAPALUA PL | 223972 | St Johns Grid | St Johns | 2018-07-12 | 2018-07-12 | JEA | 20803.9446 | 159.3051 | 1
LS-004114 | 1674 Liberty Tree Pl | 227174 | West Grid | Duval | 2018-07-13 | 2018-07-13 | JEA | 34783.5064 | 167.7149 | 1
LS-004115 | 332 Durbin Pavalion Dr | 231988 | St Johns Grid | Duval | 2018-07-18 | 2018-07-18 | JEA | 52822.3346 | 434.3144 | 1
LS-004116 | 86590 Lazy Lake Cr | 228806 | Nassau Grid | Nassau | 2018-08-02 | 2018-08-02 | FPL | 13676.308 | 94.2247 | 1
LS-004117 | 10931 Chitwood Dr | 229430 | North Grid | Duval | 2018-08-06 | 2018-08-06 | JEA | 16841.0168 | 192.3324 | 1
LS-004118 | 5609 Hampton Creek Rd | 232308 | North Grid | Duval | 2018-08-10 | 2018-08-10 | JEA | 16119.6229 | 248.5725 | 1
LS-004119 | 9831 Kevin Rd | 235911 | South Grid | Duval | 2018-10-12 | 2018-10-12 | JEA | 17594.2356 | 231.8041 | 1
LS-004120 | 154 Chandler Dr | 235222 | St Johns Grid | St Johns | 2018-10-12 | 2018-10-12 | FPL | 40222.3439 | 203.764 | 1
LS-004121 | 1820 Owens Rd. | 235188 | North Grid | Duval | 2018-10-30 | 2018-10-30 | JEA |  |  | 1
LS-004122 | 9210 GILMORE GROVE WAY | 235205 | East Grid | Duval | 2018-11-28 | 2018-11-28 | JEA | 23063.2975 | 117.6377 | 1
LS-004123 | 3270 Tamaya Blvd | 241684 | East Grid | Duval | 2018-12-07 | 2018-12-07 | JEA | 39056.8173 | 555.2475 | 1
LS-004124 | 12459 Orchard Grove | 255492 | North Grid | Duval | 2019-02-06 | 2019-02-06 | JEA | 7549.0534 | 126.596 | 1
LS-004125 | 5171 Lake Shannon Dr | 240102 | North Grid | Duval | 2019-02-08 | 2019-02-08 | JEA | 25642.6576 | 226.1376 | 1
LS-004126 | 95422 Creekville Dr | 240404 | Nassau Grid | Nassau | 2019-02-09 | 2019-02-09 | FPL | 6054.7142 | 271.017 | 1
LS-004127 | 490 Cameo Dr | 242660 | St Johns Grid | St Johns | 2019-02-10 | 2019-02-10 | FPL | 26131.4164 | 305.336 | 1
LS-004128 | 77021 Crosscut Way | 239780 | Nassau Grid | Nassau | 2019-02-09 | 2019-02-09 | FPL | 18514.1125 | 416.4251 | 1
LS-004129 | 93066 Sandown Rd | 238484 | Nassau Grid | Nassau | 2019-02-09 | 2019-02-09 | FPL | 18343.3908 | 244.5796 | 1
LS-004130 | 12074 Williamstown Dr | 255172 | St Johns Grid | St Johns | 2019-02-12 | 2019-02-12 | JEA | 9105.2259 | 285.0226 | 1
LS-004131 | 9220 Big Horn Trail | 242004 | West Grid | Duval | 2019-02-26 | 2019-02-26 | JEA | 24730.3184 | 343.8985 | 1
LS-004132 | 10644 ABBOT COVE DRIVE | 241044 | East Grid | Duval | 2019-02-27 | 2019-02-27 | JEA | 3675.9915 | 100.1706 | 1
LS-004133 | 2371 SEA PALM AVENUE | 239140 | North Grid | Duval | 2019-02-28 | 2019-02-28 | JEA | 18088.8992 | 170.361 | 1
LS-004134 | 14605 Spring Light Circle | 250708 | North Grid | Duval | 2019-03-13 | 2019-03-13 | JEA | 11263.9556 | 167.8966 | 1
LS-004135 | 13824 Hidden Oaks Ln | 236565 | South Grid | Duval | 2019-04-17 | 2019-04-17 | JEA | 5449.5878 | 61.8646 | 1
LS-004136 | 1536 Sandy Creek Pkwy | 230740 | St Johns Grid | St Johns | 2018-03-19 | 2018-03-19 | FPL | 15742.7289 | 122.8543 | 1
LS-004137 | 3312 Alta Lakes | 243285 | North Grid | Duval | 2019-03-21 | 2019-03-21 | JEA | 58543.4279 | 573.8863 | 1
LS-004138 | 3685 Shiner Dr. | 243284 | North Grid | Duval | 2019-03-21 | 2019-03-21 | JEA | 46018.1101 | 344.67 | 1
LS-004139 | 13252 Air Coupe Rd. | 261252 | West Grid | Duval | 2019-04-03 | 2019-04-03 | JEA | 4862.6068 | 530.2303 | 1
LS-004140 | 10871 Aventura Dr. | 242967 | South Grid | Duval | 2019-04-03 | 2019-04-03 | JEA | 31044.0588 | 247.8946 | 2
LS-004141 | 14193 Phillips Hwy | 235924 | St Johns Grid | St Johns | 2018-11-21 | 2018-11-21 | JEA | 10760.7193 | 428.1574 | 1
LS-004142 | 40 Shadow Cove | 246804 | St Johns Grid | St Johns | 2019-04-12 | 2019-04-12 | JEA | 12862.8346 | 107.4401 | 1
LS-004143 | 8140 Merchant Way | 244564 | West Grid | Duval | 2019-04-17 | 2019-04-17 | JEA | 95310.1242 | 804.1377 | 2
LS-004144 | 44 Old Cottage Dr. | 246196 | St Johns Grid | St Johns | 2019-04-22 | 2019-04-22 | FPL | 21649.3511 | 163.0489 | 1
LS-004145 | 11046 Mandarin Perserve Dr. | 253252 | South Grid | Duval | 2019-04-22 | 2019-04-22 | JEA | 5288.2939 | 153.3307 | 1
LS-004146 | 1702 Potsburg Point Dr. | 247124 | East Grid | Duval | 2019-04-30 | 2019-04-30 | JEA | 5377.8187 | 191.9752 | 1
LS-004147 | 110 Antilla Way | 252293 | St Johns Grid | St Johns | 2019-05-12 | 2019-05-12 | JEA | 17704.6053 | 84.6455 | 1
LS-004148 | 6460 Longleaf Branch Drive | 249109 | West Grid | Duval | 2019-05-17 | 2019-05-17 | JEA | 58561.7148 | 525.4302 | 2
LS-004149 | 11178 Town View Dr. | 248452 | South Grid | Duval | 2019-05-17 | 2019-05-17 | JEA | 37738.8463 | 406.6463 | 1
LS-004150 | 8908 Ruby Rd. | 250692 | South Grid | Duval | 2019-05-17 | 2019-05-17 | JEA | 2449.9385 | 233.7273 | 1
LS-004151 | 5301 Dolphin Point Bv | 254903 | East Grid | Duval | 2019-05-24 | 2019-05-24 | JEA | 11466.0382 | 173.8757 | 1
LS-004152 | 83780 Nether St | 259653 | Nassau Grid | Nassau | 2019-06-05 | 2019-06-05 | FPL | 23470.3522 | 256.7514 | 1
LS-004154 | 12135 Wells C reek Pkwy | 247494 | St Johns Grid | St Johns | 2019-06-19 | 2019-06-19 | JEA | 73653.8141 | 599.4261 | 2
LS-004155 | 13811 Brookwater Dr. | 248132 | St Johns Grid | St Johns | 2019-06-15 | 2019-06-15 | JEA | 16261.2732 | 148.8015 | 1
LS-004156 | 96931 Slate Ct. | 252308 | Nassau Grid | Nassau | 2019-07-16 | 2019-07-16 | FPL | 5946.5031 | 82.6676 | 1
LS-004157 | 1622 Shearwater Pkwy | 253588 | St Johns Grid | St Johns | 2019-07-16 | 2019-07-16 | FPL | 65090.2326 | 368.1683 | 1
LS-004158 | 9646 Garden Street | 254532 | West Grid | Duval | 2019-07-26 | 2019-07-26 | JEA | 5795.0375 | 103.8722 | 2
LS-004159 | 15686 Saddle Charger | 251332 | West Grid | Duval | 2019-07-26 | 2019-07-26 | JEA | 100159.727 | 862.2755 | 1
LS-004160 | 2519 Wisdom Ct | 261253 | West Grid | Duval | 2019-08-21 | 2019-08-21 | JEA | 9026.7858 | 120.1463 | 1
LS-004161 | 76040 William Burgess Bv | 257108 | Nassau Grid | Nassau | 2019-09-10 | 2019-09-10 | FPL | 9333.4149 | 490.3087 | 1
LS-004163 | 11861 Bardin Rd | 252932 | North Grid | Duval | 2019-09-10 | 2019-09-10 | JEA | 8626.3561 | 152.2614 | 1
LS-004164 | 10192 Nala Ln | 253892 | North Grid | Duval | 2019-09-10 | 2019-09-10 | JEA | 11433.4967 | 103.8517 | 1
LS-004165 | 8371 Meadow Walk Lane | 258052 | South Grid | Duval | 2019-09-16 | 2019-09-16 | JEA | 154736.4414 | 732.4955 | 3
LS-004166 | 1000 Island Point Dr. | 1875 | North Grid | Duval | 2019-12-01 | 2019-12-01 | JEA | 43274.0413 | 1176.1786 | 1
LS-004167 | 77040 ROBERT WILLIAMS DR | 264452 | Nassau Grid | Nassau | 2019-11-02 | 2019-11-02 | FPL |  |  | 1
LS-004168 | 11422 MADELYNN DR | 268004 | South Grid | Duval | 2019-11-03 | 2019-11-03 | JEA | 19659.5862 | 177.897 | 1
LS-004169 | 13206 Spartina Grass Dr. | 262548 | North Grid | Duval | 2019-11-04 | 2019-11-04 | JEA | 21138.6952 | 202.0441 | 1
LS-004170 | 85633 FALL RIVER PY | 257140 | Nassau Grid | Nassau | 2019-11-05 | 2019-11-05 | FPL | 33308.2181 | 359.4361 | 1
LS-004171 | 11399 SQUARE ST | 260292 | South Grid | Duval | 2019-11-06 | 2019-11-06 | JEA | 40244.819 | 426.1294 | 2
LS-004172 | 409 Bartram Market Dr. | 262564 | St Johns Grid | St Johns | 2019-12-02 | 2019-12-02 | JEA | 13657.2509 | 262.9728 | 1
LS-004173 | 10335 RIVERWALK CT | 255828 | North Grid | Duval | 2019-12-01 | 2019-12-01 | JEA | 9445.2195 | 146.2523 | 1
LS-004174 | 97 WHITE CYPRESS DR | 266068 | St Johns Grid | Duval | 2019-12-01 | 2019-12-01 | JEA | 5623.7292 | 144.0407 | 1
LS-004175 | 7736 POINT MEADOWS DR | 270532 | South Grid | Duval | 2019-12-01 | 2019-12-01 | JEA | 1291.8897 | 258.764 | 1
LS-004176 | 80 ANDESITE TL | 259972 | St Johns Grid | St Johns | 2019-12-01 | 2019-12-01 | FPL | 19946.8254 | 99.1016 | 1
LS-004177 | 6656 Sandler Lakes Dr | 265092 | West Grid | Duval | 2020-04-28 | 2020-04-28 | JEA | 15806.8972 | 215.4323 | 1
LS-004178 | 1966 CARTER LANDING BV | 265732 | West Grid | Duval | 2020-02-24 | 2020-02-24 | JEA | 19282.3976 | 250.5826 | 1
LS-004179 | 9782 Fiddleback Ln | 267012 | West Grid | Duval | 2020-02-24 | 2020-02-24 | JEA | 24672.325 | 246.7893 | 1
LS-004180 | 10367 Silverbrook Tr | 270580 | South Grid | Duval | 2020-02-26 | 2020-02-26 | JEA | 17699.8117 | 171.4116 | 1
LS-004181 | 326 WILDLIGHT AVE | 267332 | Nassau Grid | Nassau | 2020-02-24 | 2020-02-24 | FPL | 18283.6443 | 242.3015 | 1
LS-004182 | 15593 WOODBURY DR | 262535 | West Grid | Duval | 2020-03-09 | 2020-03-09 | JEA | 21603.5653 | 120.3655 | 1
LS-004183 | 2687 Ignition Drive | 263525 | North Grid | Duval | 2020-03-11 | 2020-03-11 | JEA | 3511.9917 | 792.5446 | 1
LS-004184 | 250 Aralia Ln | 263846 | East Grid | Duval | 2020-03-18 | 2020-03-18 | JEA | 12631.6054 | 286.6663 | 1
LS-004185 | 10236 Innovation Way | 264772 | South Grid | Duval | 2020-03-31 | 2020-03-31 | JEA | 22585.6064 | 296.1054 | 1
LS-004186 | 9156 Westwick Ln | 267652 | East Grid | Duval | 2020-04-02 | 2020-04-02 | JEA | 3330.993 | 147.9411 | 1
LS-004188 | 59 Voysey Pl | 265412 | St Johns Grid | St Johns | 2020-04-20 | 2020-04-20 | FPL | 27281.0371 | 495.1466 | 2
LS-004189 | 136 Frontier Square | 269924 | St Johns Grid | St Johns | 2020-04-20 | 2020-04-20 | FPL | 8113.322 | 98.4428 | 1
LS-004190 | 312 Bartram Ranch Blvd | 267669 | St Johns Grid | St Johns | 2020-05-05 | 2020-05-05 | FPL | 34360.3842 | 383.8921 | 2
LS-004191 | 11205 KETTERING CROSSING DR | 277033 | South Grid | Duval | 2020-05-30 | 2020-05-30 | JEA | 34016.5273 | 329.6387 | 1
LS-004192 | 11212 MARGARETS LANDING PL | 269588 | North Grid | Duval | 2020-05-30 | 2020-05-30 | JEA | 11887.1623 | 213.5274 | 1
LS-004193 | 9925 REDFISH MARSH CR | 270564 | North Grid | Duval | 2020-05-30 | 2020-05-30 | JEA | 2887.0284 | 24.3127 | 1
LS-004194 | 3661 SAN PABLO PY | 272180 | East Grid | Duval | 2020-05-30 | 2020-05-30 | JEA | 40423.9156 | 316.7297 | 1
LS-004195 | 117 SCOTCH PEBBLE DR | 274756 | St Johns Grid | Duval | 2020-05-30 | 2020-05-30 | JEA | 8582.5179 | 241.1458 | 1
LS-004196 | 86274 MAINLINE RD | 271220 | Nassau Grid | Nassau | 2020-05-26 | 2020-05-26 | FPL | 41610.412 | 554.1273 | 2
LS-004197 | 135 WATERVALE DR. | 270900 | St Johns Grid | St Johns | 2020-06-12 | 2020-06-12 | FPL | 48341.4026 | 313.2007 | 1
LS-004198 | 1888 MAXINE BRANCH WY | 213268 | North Grid | Duval | 2020-07-06 | 2020-07-06 | JEA | 11749.9374 | 227.3682 | 1
LS-004199 | 227 ANTHEM RIDGE DR | 275076 | St Johns Grid | St Johns | 2020-07-17 | 2020-07-17 | FPL | 12100.2167 | 126.8841 | 1
LS-004200 | 5937 CREEKSIDE CROSSING DR | 273828 | West Grid | Duval | 2020-10-19 | 2020-10-19 | JEA | 6183.7404 | 98.7056 | 1
LS-004201 | 7095 CAMFIELD LANDING DR | 275172 | West Grid | Duval | 2020-07-24 | 2020-07-24 | JEA | 4648.0893 | 380.112 | 1
LS-004202 | 2989 FARMALL DR | 272820 | North Grid | Duval | 2020-07-28 | 2020-07-28 | JEA | 9587.6073 | 165.0912 | 1
LS-004203 | 985 Windley Dr | 272196 | St Johns Grid | St Johns | 2020-08-17 | 2020-08-17 | FPL | 23320.7079 | 151.1888 | 1
LS-004204 | 70 Hasu Rd. | 273844 | St Johns Grid | Duval | 2020-08-17 | 2020-08-17 | JEA | 15155.2417 | 348.14 | 1
LS-004205 | 75468 Estuary Way | 273460 | Nassau Grid | Nassau | 2020-08-21 | 2020-08-21 | FPL |  |  | 4
LS-004206 | 324 SILKGRASS PLACE | 277036 | St Johns Grid | St Johns | 2020-09-08 | 2020-09-08 | FPL | 32158.3365 | 335.8231 | 1
LS-004207 | 408 Annies Lane | 271540 | North Grid | Duval | 2020-10-22 | 2020-10-22 | JEA | 16449.5088 | 176.6962 | 1
LS-004208 | 84695 Fall River Pkwy | 277030 | Nassau Grid | Nassau | 2020-10-23 | 2020-10-23 | FPL | 21519.2022 | 344.7638 | 1
LS-004209 | 179 Rivertown Shoppes Dr. | 219364 | St Johns Grid | St Johns | 2020-11-24 | 2020-11-24 | FPL | 10515.0778 | 237.1106 | 1
LS-004210 | 290 Purus Way | 277038 | St Johns Grid | St Johns | 2020-11-24 | 2020-11-24 | FPL | 50444.5572 | 275.0613 | 1
LS-004211 | 5208 SAWMILL POINT WAY | 224932 | West Grid | Duval | 2020-12-04 | 2020-12-04 | JEA | 18615.9857 | 224.3436 | 1
LS-004212 | 12783 LAUREL BAY DR | 217767 | East Grid | Duval | 2020-12-11 | 2020-12-11 | JEA | 33115.6217 | 265.9165 | 1
LS-004213 | 11394 OYSTER CREEK RD | 222996 | North Grid | Duval | 2021-01-05 | 2021-01-05 | JEA | 5371.2274 | 286.8916 | 1
LS-004214 | 9189 OPEN FIELD RD | 222004 | West Grid | Duval | 2020-12-04 | 2020-12-04 | JEA | 15322.9858 | 206.951 | 1
LS-004215 | 1550 PANTHER LAKE PY | 226212 | West Grid | Duval | 2020-12-04 | 2020-12-04 | JEA | 26319.09 | 653.5397 | 1
LS-004216 | 4687 Clapboard Crossing Way | 222676 | North Grid | Duval | 2021-02-10 | 2021-02-10 | JEA | 19793.7585 | 334.4104 | 1
LS-004217 | 290 Sand Harbor Drive | 229845 | St Johns Grid | St Johns | 2021-03-30 | 2021-03-30 | FPL | 20647.9535 | 262.8745 | 1
LS-004218 | 932 Rotary Rd | 225252 | East Grid | Duval | 2021-03-28 | 2021-03-28 | JEA | 20835.4242 | 104.3161 | 1
LS-004219 | 438 Meadow Creek Dr. | 222036 | St Johns Grid | St Johns | 2021-03-29 | 2021-03-29 | FPL | 36502.0467 | 307.4477 | 1
LS-004220 | 1708 Enclave Rd | 223668 | East Grid | Duval | 2021-04-01 | 2021-04-01 | JEA | 11175.1352 | 113.8252 | 1
LS-004221 | 8233 Victory Crossing Bv | 222052 | West Grid | Duval | 2021-04-01 | 2021-04-01 | JEA | 5618.6914 | 213.031 | 1
LS-004222 | 2159 SHEARWATER PARKWAY | 277051 | St Johns Grid | St Johns | 2021-04-26 | 2021-04-26 | FPL | 55248.5482 | 525.8908 | 2
LS-004223 | 75426 Harvester Street | 224308 | Nassau Grid | NaSSAU | 2021-04-26 | 2021-04-26 | FPL | 12630.6109 | 351.4502 | 1
LS-004224 | 5343 Wabash Blve | 277044 | West Grid | Duval | 2021-04-25 | 2021-04-25 | JEA | 23926.4109 | 190.5904 | 1
LS-004225 | 13510 Holsinger Blvd | 226532 | St Johns Grid | St Johns | 2021-04-30 | 2021-04-30 | JEA | 17559.6407 | 216.6582 | 1
LS-004226 | 1910 ALLEGIANCE PL | 284077 | West Grid | Duval | 2021-05-01 | 2021-05-01 | JEA | 17677.5032 | 185.0783 | 1
LS-004227 | 13053 PALMETTO BLUFF DR | 281924 | East Grid | Duval | 2021-05-02 | 2021-05-02 | JEA | 9183.3479 | 130.1635 | 1
LS-004229 | 314 Harper Lane | 278292 | St Johns Grid | St Johns | 2021-05-04 | 2021-05-04 | JEA | 63778.9607 | 471.8357 | 1
LS-004230 | 12260 Gillespie Ave | 282132 | North Grid | Duval | 2021-06-22 | 2021-06-22 | JEA | 15319.0557 | 117.3662 | 1
LS-004231 | 409 Stillwater Blvd | 282469 | St Johns Grid | St Johns | 2021-06-22 | 2021-06-22 | JEA | 11389.2799 | 443.0531 | 1
LS-004232 | 14604 Lattice Ct | 284076 | North Grid | Duval | 2021-06-29 | 2021-06-29 | JEA | 13343.8908 | 297.6356 | 1
LS-004233 | 59 Potters Mill Tr | 281812 | St Johns Grid | St Johns | 2021-06-29 | 2021-06-29 | FPL | 23691.6511 | 187.8124 | 1
LS-004234 | 161 Spinner Dr. | 281813 | St Johns Grid | St Johns | 2021-06-29 | 2021-06-29 | FPL | 29205.8697 | 135.5061 | 1
LS-004235 | 7808 Driggers St | 284075 | West Grid | Duval | 2021-06-29 | 2021-06-29 | JEA | 7623.8206 | 103.3389 | 1
LS-004236 | 11328 Newtonian Bv | 282500 | South Grid | Duval | 2021-06-30 | 2021-06-30 | JEA | 9524.7958 | 239.431 | 1
LS-004237 | 16683 Cody Creek Ct | 283412 | North Grid | Duval | 2021-08-23 | 2021-08-23 | JEA | 4095.5582 | 76.7371 | 1
LS-004238 | 424 Burbank Ave. | 284074 | St Johns Grid | St Johns | 2021-08-23 | 2021-08-23 | JEA | 20136.9729 | 522.3202 | 2
LS-004239 | 1400 Tan Tara Tr | 284073 | West Grid | Duval | 2021-08-26 | 2021-08-26 | JEA | 46735.2179 | 554.6837
LS-004240 | 330 Floco Av | 284072 | Nassau Grid | Nassau | 2021-09-14 | 2021-09-14 | FPL | 15510.9105 | 86.5013 | 1
LS-004241 | 452 Cherry Ridge Dr | 284071 | West Grid | Clay | 2021-10-07 | 2021-10-07 | CLAY E | 26490.3342 | 390.8781 | 1
LS-004242 | 4965 Waning Way | 284070 | South Grid | Duval | 2021-10-25 | 2021-10-25 | JEA | 29611.776 | 285.856 | 1
LS-004243 | 13591 Brookwater Dr. | 284069 | St Johns Grid | Duval | 2021-11-04 | 2021-11-04 | JEA | 19157.4221 | 281.1981 | 1
LS-004244 | 2189 Hudson Grove Dr | 284068 | North Grid | Duval | 2021-11-04 | 2021-11-04 | JEA | 13200.4318 | 260.2933 | 1
LS-004245 | 10481 Anthem Wy | 284067 | South Grid | Duval | 2021-12-01 | 2021-12-01 | JEA | 14400.5638 | 146.529 | 1
LS-004246 | 225 Valley Falls | 283764 | St Johns Grid | Duval | 2021-12-01 | 2021-12-01 | JEA | 29777.2905 | 514.4645
LS-004247 | 13095 HOLSINGER BV | 284066 | St Johns Grid | Duval | 2022-03-01 | 2022-03-01 | JEA | 23094.9521 | 164.4227
LS-004248 | 372 SAINT ELIZABETH WY | 284065 | St Johns Grid | Duval | 2022-03-02 | 2022-03-02 | JEA | 14542.3895 | 832.7082
LS-004249 | 9878 Filament Bv | 284078 | South Grid | Duval | 2022-03-15 | 2022-03-15 | JEA | 12944.0142 | 173.3281 | 1?
LS-004250 | 11245 Assembly St | 284084 | South Grid | Duval | 2022-03-16 | 2022-03-16 | JEA | 2492.3262 | 381.0322 | 1
LS-004251 | 2293 Kistlers Ridge Wy | 285013 | West Grid | Duval | 2022-04-01 | 2022-04-01 | JEA | 10305.5469 | 408.5172
LS-004252 | 1071 Brown Bear Run | 285012 | St Johns Grid | St Johns | 2022-04-01 | 2022-04-01 | FPL | 21415.8416 | 208.9276 | 1
LS-004253 | 6349 MORNING BLUFF DR | 286004 | WEST | Duval | 2022-05-01 | 2022-05-01 | JEA | 16808.7861 | 101.5896 | 1
LS-004254 | 3771 SPRING GARDEN CT | 286629 | South Grid | Duval | 2022-05-06 | 2022-05-06 | JEA | 5434.5417 | 118.5009 | 1
LS-004255 | 151 JULBILEE CIRCLE | 286628 | Nassau Grid | Nassau | 2022-05-06 | 2022-05-06 | FPL | 25869.2581 | 427.3043 | 1
LS-004256 | 87 Pasadena Dr | 286613 | St Johns Grid | St Johns | 2022-05-10 | 2022-05-10 | FPL | 37467.3974 | 392.3825 | 1
LS-004257 | 237 TERRAPIN CT | 286948 | NORTH | Duval | 2022-06-01 | 2022-06-01 | JEA | 9633.1426 | 197.6893 | 1
LS-004258 | 10503 FLORENCE JEAN DR | 286949 | SOUTH | Duval | 2022-06-02 | 2022-06-02 | JEA | 11812.8716 | 264.0553 | 1
LS-004259 | 9833 CRAVEN RD | 288980 | SOUTH | Duval | 2022-06-03 | 2022-06-03 | JEA | 10330.0444 | 169.326 | 1
LS-004260 | 26 ROSEMONT DR | 287252 | ST JOHNS | St Johns | 2022-06-04 | 2022-06-04 | FPL | 23411.6638 | 362.4516 | 1
LS-004261 | 2026 RIBAULT SCENIC DR | 287268 | NORTH | Duval | 2022-06-05 | 2022-06-05 | JEA | 41112.4487 | 538.3194 | 2
LS-004262 | 65980 EDGEWATER DR | 287572 | NASSAU | Nassau | 2022-06-06 | 2022-06-06 | FPL | 14862.6073 | 168.8682 | 1
LS-004263 | 29 Cypress Edge Drive | 288212 | St Johns Grid | St Johns | 2022-06-07 | 2022-06-07 | FPL | 67511.7221 | 611.5055 | 2
LS-004264 | 1177 Stillwater Boulevard | 288852 | St Johns Grid | St Johns | 2022-06-08 | 2022-06-08 | FPL | 10137.2713 | 447.6357 | 1
LS-004265 | 436 MATILDA LN | 288853 | East Grid | Duval | 2022-06-09 | 2022-06-09 | JEA | 135335.5553 | 588.0587 | 2
LS-004266 | 166 Shell Ridge Lane | 288916 | St Johns Grid | St Johns | 2022-06-10 | 2022-06-10 | FPL | 3737.7569 | 90.6084 | 1
LS-004267 | 9731 TROUT TIDDES BV | 288932 | North Grid | Duval | 2022-06-11 | 2022-06-11 | JEA | 9159.3005 | 118.2378 | 1
LS-004268 | 8299 HELMSLEY BV | 288933 | North Grid | Duval | 2022-06-12 | 2022-06-12 | JEA | 12180.8835 | 284.4925 | 2
LS-004269 | 5211 LACEBARK PINE LA | 288884 | South Grid | Duval | 2022-06-13 | 2022-06-13 | JEA | 37873.68 | 392.9012 | 2
LS-004270 | 208 Peace River Road | 289188 | St Johns Grid | St Johns | 2022-06-14 | 2022-06-14 | FPL | 18196.7251 | 197.559 | 1
LS-004271 | 11790 Abess Blvd | 289204 | East Grid | Duval | 2022-08-24 | 2022-08-24 | JEA | 22708.8915 | 404.3399 | 2
LS-004272 | 131 Tracker Street | 289622 | St Johns Grid | St Johns | 2022-08-29 | 2022-08-29 | FPL | 22376.0058 | 372.4915 | 1
LS-004273 | 2410 Sapp Road | 289631 | North Grid | Duval | 2022-09-01 | 2022-09-01 | JEA | 6293.866 | 151.5625 | 1
LS-004274 | 95421 Katherine Street | 293231 | NASSAU | Nassau | 2022-11-03 | 2022-11-03 | FPL
LS-004275 | 3766 JONES ROAD | 296432 | West Grid | Duval | 2022-12-21 | 2022-12-21 | JEA |  |  | 1
LS-004276 | 292 A1A N | 298433 | St Johns Grid | St Johns | 2022-12-29 | 2022-12-29 | FPL |  |  | 1
LS-004277 | 11229 DOMAIN DRIVE | 298434 | South Grid | Duval | 2023-01-19 | 2023-01-19 | JEA |  |  | 2
LS-004278 | 104 BEE BALM LANE | 301633 | St Johns Grid | St Johns | 2023-01-20 | 2023-01-20 | FPL | 26540.5955 | 389.817 | 1
LS-004279 | 213 WAMBAW DRIVE | 301635 | St Johns Grid | St Johns | 2023-02-01 | 2023-02-01 | FPL |  |  | 1
LS-004280 | 257 STORYBOOK POINT | 301634 | St Johns Grid | St Johns | 2023-01-20 | 2023-01-20 | FPL |  |  | 1
LS-004281 | 12921 DUVAL ROAD | 302433 | North Grid | Duval | 2023-01-25 | 2023-01-25 | JEA |  |  | 1
LS-004282 | 1511 Zoo Parkway | 304433 | North Grid | Duval | 2023-02-13 | 2023-02-13 | JEA |  |  | 1
LS-004283 | 7766 Copper Ridge Rd. | 304833 | West Grid | Duval | 2023-02-14 | 2023-02-14 | JEA
LS-004284 | 519 Palm Crest Dr | 305233 | St Johns Grid | St Johns | 2023-02-15 | 2023-02-15 | FPL |  |  | 1
LS-004285 | 155 East Peyton Prkwy | 304033 | St Johns Grid | St Johns | 2022-10-03 | 2022-10-03 | FPL |  |  | 3
LS-004286 | 9909 Pritchard Rd. | 306833 | West Grid | Duval | 2023-02-24 | 2023-02-24 | JEA |  |  | 1
LS-004287 | 160 Beachwalk Shores Drive | 309633 | St Johns Grid | St Johns | 2023-04-15 | 2023-04-15 | JEA | 4770.0421 | 643.5238 | 2
LS-004288 | 12488 Russian Olive Rd | 309634 | North Grid | Duval | 2023-04-15 | 2023-04-15 | JEA |  |  | 2
LS-004289 | 450 CURVED BAY TRAIL | 310433 | St Johns Grid | St Johns | 2023-04-15 | 2023-04-15 | FPL | 19492.5927 | 191.641 | 1
LS-004290 | 5681 Hollow Birch Drive | 311233 | West Grid | Duval | 2023-04-15 | 2023-04-15 | JEA |  |  | 2
LS-004291 | 2553 SADLER TRACE WAY | 312433 | West Grid | Duval | 2023-04-18 | 2023-04-18 | JEA |  |  | 1
LS-004292 | 677 WILDLIGHT AVENUE | 312434 | Nassau Grid | Nassau | 2023-04-15 | 2023-04-15 | FPL
LS-004293 | 75572 Bridgewater Drive | 312834 | Nassau Grid | Nassau | 2023-06-01 | 2023-06-01 | FPL |  |  | 1
LS-004294 | 110063 Isotope Ct. | 312033 | South Grid | Duval | 2023-06-01 | 2023-06-01 | JEA |  |  | 1
LS-004295 | 5721 JACKS ROAD | 313233 | West Grid | Duval | 2023-06-01 | 2023-06-01 | JEA | 8986.9562 | 323.2175 | 1
LS-004297 | 927 CEDAR SLOUGH DRIVE | 314433 | West Grid | Duval | 2023-05-04 | 2023-05-04 | JEA |  |  | 2
LS-004298 | 3512 INDIGO DRIVE | 315633 | East Grid | Duval | 2023-06-01 | 2023-06-01 | JEA |  |  | 1
LS-004299 | 181 SIENNA PALM DR | 316833 | St Johns Grid | St Johns | 2023-06-01 | 2023-06-01 | FPL | 33275.335 | 412.0804 | 1
LS-004300 | 1860 Stillwater Boulevard | 319633 | St Johns Grid | St Johns | 2023-06-09 | 2023-06-09 | JEA |  |  | 1
LS-004301 | 5812 Greta Court | 321233 | North Grid | Duval | 2023-06-21 | 2023-06-21 | JEA |  |  | 1
LS-004302 | 10757 Waterfield Road | 321234 | West Grid | Duval | 2023-06-21 | 2023-06-21 | JEA |  |  | 1
LS-004303 | 85025 Sandy Ridge Loop | 323233 | Nassau Grid | NaSSAU | 2023-06-26 | 2023-06-26 | FPL |  |  | 1
LS-004304 | 160 Seaforth Drive | 325633 | St Johns Grid | St Johns | 2023-07-18 | 2023-07-18 | FPL | 18913.378 | 314.3094 | 2
LS-004305 | 135 Crosstown Boulevard | 325233 | Nassau | NaSSAU | 2023-07-19 | 2023-07-19 | FPL
LS-004306 | 3202 Fiera Vista Drive | 323633 | East Grid | Duval | 2023-07-20 | 2023-07-20 | JEA |  |  | 1
LS-004307 | 30 Baywinds Court | 326003 | St Johns Grid | St Johns | 2023-08-01 | 2023-08-01 | FPL | 23767.8195 | 152.7449
LS-004308 | 475 Clark Road | 326034 | North Grid | Duval | 2023-07-26 | 2023-07-26 | JEA |  |  | 1
LS-004309 | 9036 Alpine Aster Road | 327233 | South Grid | Duval | 2023-08-04 | 2023-08-04 | JEA |  |  | 1
LS-004310 | 24 HARD PINE TRAIL | 316576 | St Johns Grid | St Johns | 2023-08-14 | 2023-08-14 | FPL | 10418.9615 | 193.2121 | 1
LS-004311 | 85 Brazil Nut Circle | 316552 | North Grid | Duval | 2023-08-18 | 2023-08-18 | JEA |  |  | 2
LS-004312 | 12402 Grand Pine Dr. | 331233 | East Grid | Duval | 2023-08-17 | 2023-08-17 | JEA |  |  | 2
LS-004313 | 5450 Morse Ave | 316575 | West Grid | Duval | 2023-08-22 | 2023-08-22 | JEA |  |  | 2
LS-004314 | 117 BOULDER LANE | 316565 | St Johns Grid | Duval | 2023-09-12 | 2023-09-12 | JEA | 15653.309 | 298.0924 | 1
LS-004315 | 6850 Mirage Street | 316479 | West Grid | Duval | 2023-08-23 | 2023-08-23 | JEA |  |  | 1
LS-004316 | 175 PALOMAR DRIVE | 336833 | St Johns Grid | St Johns | 2023-09-12 | 2023-09-12 | FPL | 15579.008 | 356.4262
LS-004317 | 1391 HIGH FALLS DRIVE | 336033 | West Grid | Duval | 2023-10-11 | 2023-10-11 | JEA |  |  | 1
LS-004318 | 11761 STILLWOOD PINES BOULEVARD | 337633 | South Grid | Duval | 2023-09-14 | 2023-09-14 | JEA
LS-004319 | 14082 HYATT ROAD | 337638 | North Grid | Duval | 2023-09-15 | 2023-09-15 | JEA |  |  | 1
LS-004320 | 1661 RIBAULT SCENIC DRI | 338033 | North Grid | Duval | 2023-09-17 | 2023-09-17 | JEA
LS-004321 | 280 Accolade Av | 338433 | St Johns Grid |  | 2023-10-01 | 2023-10-01 | FPL | 863.7684 | 249.8938
LS-004322 | 8518 BELFORT LANDING | 340433 | South Grid | Duval | 2023-10-03 | 2023-10-03 | JEA |  |  | 1
LS-004323 | 442 Palm Valley Rd | 340033 | St Johns Grid | St Johns | 2023-07-01 | 2023-07-01 | JEA | 1474.8918 | 185.8759 | 1
LS-004324 | 6811 Myrtle Oaks Road | 342833 | North Grid | Duval | 2023-10-31 | 2023-10-31 | JEA
LS-004325 | 12706 WHELAN AVENUE | 343233 | North Grid | Duval | 2023-10-31 | 2023-10-31 | JEA |  |  | 1
LS-004326 | 10450 BENSON LAKE DR | 322833 | West Grid | Duval | 2023-11-01 | 2023-11-01 | JEA
LS-004327 | 4640 Lusso Lane |  | East Grid | Duval | 2023-12-06 | 2023-12-06 | JEA |  |  | 1
LS-004328 | 98 Bay Lake Drive | 345634 | St Johns Grid | St Johns | 2023-11-28 | 2023-11-28 | FPL |  |  | 2
LS-004329 | 12607 Percy Creek Drive | 345234 | North Grid | Duval | 2023-12-19 | 2023-12-19 | JEA |  |  | 1
LS-004330 | 1015 EAST PEYTON PARKWAY | 346835 | St Johns Grid | Duval | 2024-03-21 | 2024-03-21 | JEA |  |  | 2
LS-004331 | 5420 Tellaro Lane | 347634 | West Grid | Duval | 2023-12-15 | 2023-12-15 | JEA |  |  | 1
LS-004332 | 6804 Golden Monarch Avenue | 347635 | South Grid | Duval | 2022-12-18 | 2022-12-18 | JEA |  |  | 2
LS-004334 | 12273 PARKLAND VIEW LANE | 348434 | North Grid | Duval | 2024-01-11 | 2024-01-11 | JEA |  |  | 1
LS-004335 | 118 PINE CHASE WAY | 351235 | St Johns Grid | St Johns | 2024-01-09 | 2024-01-09 | FPL |  |  | 1
LS-004336 | 5425 BARTRAM COMMONS DRIVE | 349234 | St Johns Grid | Duval | 2024-01-09 | 2024-01-09 | JEA |  |  | 2
LS-004337 | 127 SEAPORT BREEZE ROAD | 349235 | St Johns Grid | St Johns | 2024-01-02 | 2024-01-02 | JEA | 28658.5243 | 265.5898 | 2
LS-004338 | 5825 ROBITZSCH LANE | 354435 | West Grid | Duval | 2024-01-12 | 2024-01-12 | JEA
LS-004339 | 34 OAK PARK DRIVE | 351234 | St Johns Grid | St Johns | 2024-01-17 | 2024-01-17 | FPL |  |  | 1
LS-004340 | 9375 LATIGIO LANE | 350834 | West Grid | Duval | 2024-01-26 | 2024-01-26 | JEA |  |  | 2
LS-004341 | 444 WILDWORKS AVENUE | 352434 | Nassau Grid | Nassau | 2024-02-21 | 2024-02-21 | FPL |  |  | 2
LS-004342 | 336 GAP CREEK DRIVE | 346835 | St Johns Grid | Duval | 2024-03-20 | 2024-03-20 | JEA |  |  | 1
LS-004343 | 1757 GOLD STAR FAMILY PARKWAY | 359244 | North Grid | Duval | 2024-04-03 | 2024-04-03 | JEA |  |  | 3
LS-004344 | 81 EDDINGTON WAY | 360844 | St Johns Grid | St Johns | 2024-04-03 | 2024-04-03 | FPL |  |  | 1
LS-004345 | 5305 BRIAR PATCH PL | 360444 | West Grid | Duval | 2024-04-12 13:25 | 2024-04-12 13:25 | JEA |  |  | 1
LS-004346 | 6450 CAMPHOR LAUREL LN | 361644 | North Grid | Duval | 2024-04-17 07:37 | 2024-04-17 07:37 | JEA |  |  | 1
LS-004347 | 14101 WIND ROW DR | 362044 | South Grid | Duval | 2024-04-22 07:27 | 2024-04-22 07:27 | JEA
LS-004348 | 5540 TARSUS CT | 362444 | East Grid | Duval | 2024-04-22 14:39 | 2024-04-22 14:39 | JEA |  |  | 1
LS-004349 | 75425 DRIFTWOOD CT | 363244 | Nassau Grid | Nassau | 2024-05-01 09:53 | 2024-05-01 09:53 | FPL |  |  | 1
LS-004350 | 6877 SKINNER CENTURY LN | 364044 | South Grid | Duval | 2024-05-21 15:00 | 2024-05-21 15:00 | JEA |  |  | 1
LS-004351 | 8132 HORSEBIT CR | 637645 | West Grid | Duval | 2024-06-07 15:08 | 2024-06-07 15:08 | JEA
LS-004352 | 12512 DURBANS POINT PL | 366444 | North Grid | Duval | 2024-06-10 07:49 | 2024-06-10 07:49 | JEA |  |  | 1
LS-004353 | 840 HEALTHWALK WY | 367644 | East Grid | Duval | 2024-06-12 07:42 | 2024-06-12 07:42 | JEA |  |  | 2
LS-004354 | 14293 EPPLY DR | 368444 | North Grid | Duval | 2024-06-17 07:29 | 2024-06-17 07:29 | JEA
LS-004355 | 96736 BLACKROCK COVE WY | 369644 | Nassau Grid | Nassau | 2024-06-24 11:39 | 2024-06-24 11:39 | FPL
LS-004356 | 8206 HAWKES MEADOW DR | 370044 | West Grid | Duval | 2024-07-01 07:37 | 2024-07-01 07:37 | JEA |  |  | 1
LS-004357 | 7303 QUEENSGATE CR | 370844 | North Grid | Duval | 2024-07-16 13:57 | 2024-07-16 13:57 | JEA |  |  | 1
LS-004358 | 86 REFLECTIONS AV | 371244 | St Johns Grid | St Johns | 2024-07-18 13:50 | 2024-07-18 13:50 | FPL
LS-004359 | 96382 STILLPOINT WY | 372844 | Nassau Grid | Nassau | 2024-08-01 09:45 | 2024-08-01 09:45 | FPL |  |  | 1
LS-004360 | 7811 GREATFORD WY | 373644 | North Grid | Duval | 2024-08-06 14:32 | 2024-08-06 14:32 | JEA |  |  | 1
LS-004361 | 11847 ROBERT MASTERS BV | 374044 | North Grid | Duval | 2024-08-15 | 2024-08-15 | JEA |  |  | 1
LS-004362 | 4351 HEMLOCK ST | 374444 | North Grid | Duval | 2024-07-07 | 2024-07-07 | JEA
LS-004363 | 322 LUMINOUS AVENUE | 380444 | St Johns Grid | St Johns | 2024-10-20 | 2024-10-20 | FPL
LS-004364 | 9110 HARMONIOUS LN | 381244 | West Grid | Duval | 2024-10-28 | 2024-10-28 | JEA |  |  | 1
LS-004365 | 592 CLAIBORNE LANE | 382444 | St Johns Grid | St Johns | 2024-10-29 | 2024-10-29 | FPL
LS-004366 | 8574 LILIAS CR | 383244 | West Grid | Duval | 2024-11-06 10:54 | 2024-11-06 10:54 | JEA |  |  | 1
LS-004367 | 405 KINGBIRD DR | 383644 | St Johns Grid | St Johns | 2024-11-06 12:42 | 2024-11-06 12:42 | FPL |  |  | 1
LS-004368 | 750 CAIDEN DR | 386444 | St Johns Grid | St Johns | 2024-12-05 15:49 | 2024-12-05 15:49 | FPL |  |  | 1
LS-004369 | 436 OAKMOSS DR | 386445 | St Johns Grid | St Johns | 2024-12-09 13:44 | 2024-12-09 13:44 | FPL |  |  | 1
LS-004370 | 658 JUNIPER HILLS DR | 389644 | St Johns Grid | St Johns | 2025-01-07 14:47 | 2025-01-07 14:47 | FPL |  |  | 1
LS-004371 | 6317 MARE AV | 392445 | West Grid | Duval | 2025-01-13 14:54 | 2025-01-13 14:54 | JEA |  |  | 1
LS-004372 | 5199 CONFERENCE DR | 395645 | West Grid | Duval | 2025-01-30 15:39 | 2025-01-30 15:39 | JEA
LS-004373 | 1013 DEL WEBB PY | 396045 | Nassau Grid | Nassau | 2025-02-04 15:36 | 2025-02-04 15:36 | FPL |  |  | 1
LS-004374 | 744 SAILOR GROVE LA | 396845 | West Grid | Duval | 2025-02-10 15:51 | 2025-02-10 15:51 | JEA |  |  | 1
LS-004375 | 141 HEADSTREAM DR | 398845 | St Johns Grid | St Johns | 2025-03-04 15:09 | 2025-03-04 15:09 | FPL |  |  | 1
LS-004376 | 5802 VICTORIA CREEL LN | 404045 | North Grid | Duval | 2025-05-05 14:03 | 2025-05-05 14:03 | JEA
LS-004377 | 13500 AIR COUPE RD | 403646 | West Grid | Duval | 2025-04-28 07:22 | 2025-04-28 07:22 | JEA |  |  | 1
LS-004378 | 8699 ELMO LN | 403647 | West Grid | Duval | 2025-04-28 14:46 | 2025-04-28 14:46 | JEA |  |  | 1
LS-004379 | 504 LINGER LONGER AV | 404445 | Nassau Grid | Nassau | 2025-04-29 09:29 | 2025-04-29 09:29 | FPL
LS-004380 | 1331 JEWELSTONE | 405245 | West Grid | Duval | 2025-05-05 15:23 | 2025-05-05 15:23 | JEA
LS-004381 | 902 EGRET BRANCH WAY | 406045 | North Grid | Duval | 2025-05-07 | 2025-05-07 | JEA
VAC-000001 | 2732 SCOTT MILL LANE | 80418 | South Grid | Duval | 2008-10-06 | 2008-10-06 | JEA |  |  | 4
VAC-000002 | 1202 BUNKER HILL BV | 111156 | North Grid | Duval | 2008-11-04 | 2008-11-04 | JEA |  |  | 4
VAC-000003 | 253 A1A | 54801 | St Johns Grid | Duval | 2004-08-11 | 2004-08-11 | FPL |  |  | 4
VAC-000004 | 130 METZ STREET | 110838 | East Grid | Duval | 2009-10-08 | 2009-10-08 | JEA |  |  | 4
VAC-000005 | 1108 BARNWELL RD | 72143 | Nassau Grid | Nassau | 2006-08-02 | 2006-08-02 | FPL |  |  | 4
Formulas:
Year of Install = [Best Estimate of Install Date of Station]

## car_edit
Asset ID | Location Address | JEA GIS Object ID | Sewer Maintenance District | County | Best Estimate of Install Date of Station | Year of Install | Electrical Supplier | JEA Actual ADF (GPD) | JEA Design PHF (GPM) | PS Class
BPS-000639 | 2740 CR 210 | 205269 | St Johns Grid | St Johns | 2016-11-02 | 2016-11-02 | JEA | 2861084.4857 | 7000
BPS-001645 | 4193 OLDFIELD CROSSING | 1729 | South Grid | Duval | 2017-01-20 | 2017-01-20 | JEA | 2714538.4836 | 9370
BPS-001950 | 4241 SAN CLERC | 16966 | South Grid | Duval | 2012-08-22 | 2012-08-22 | JEA | 932000 | 3040
BPS-002867 | 8617 WESTERN WAY | 204646 | South Grid | Duval | 2005-06-30 | 2005-06-30 | JEA | 2827540.5313 | 5000
BPS-003387 | 106 TWIN CREEKS Dr | 55153 | St Johns Grid | Duval | 2007-12-04 | 2007-12-04 | JEA | 2481327.61 | 4400
BPS-004153 | 6850 Energy Center Drive | 256468 | South Grid | Duval | 2019-06-19 | 2019-06-19 | JEA | 166464 | 1200
BPS-004187 | 7806 RAMPART RD | 277052 | West Grid | Duval | 2021-01-01 | 2021-01-01 | JEA | 2297937.6 | 5000
BPS-004228 | 10477 BRADLEY RD BOOSTER | 1329 | East Grid | Duval | 2021-05-03 | 2021-05-03 | JEA | 12497058.67 | 19500
BPS-004296 | 3742 ROBENA ROAD | 315233 | North Grid | Duval | 2023-06-01 | 2023-06-01 | JEA
BPS-004333 | 85008 ART WILSON LN | 354434 | Nassau Grid | Nassau | 2024-02-28 | 2024-02-28 | FPL
LS-000001 | 12770 1ST ST | 1907 | North Grid | Duval | 1970-01-01 | 1970-01-01 | JEA
LS-000002 | 2580 1ST ST W | 54481 | North Grid | Duval | 1950-01-01 | 1950-01-01 | JEA
LS-000004 | 1999 30TH ST W | 1983 | North Grid | Duval | 1997-01-01 | 1997-01-01 | JEA
LS-000005 | 94 32ND ST E | 1298 | North Grid | Duval | 1995-01-01 | 1995-01-01 | JEA | 1014995.49 | 2500
LS-000006 | 1870 41ST ST W | 1804 | North Grid | Duval | 1988-01-01 | 1988-01-01 | JEA | 94847.049 | 1500
LS-000007 | 1646 45TH ST W | 54482 | North Grid | Duval | 1960-01-01 | 1960-01-01 | JEA
LS-000013 | 2809 5TH ST W | 1941 | North Grid | Duval | 1958-01-01 | 1958-01-01 | JEA | 1852554.14 | 10000
LS-000014 | 5233 5TH ST W | 1940 | West Grid | Duval | 1954-01-01 | 1954-01-01 | JEA | 510479.35 | 1250
LS-000017 | 239 68TH ST W | 1534 | North Grid | Duval | 1980-01-01 | 1980-01-01 | JEA
LS-000018 | 7200 AC SKINNER PY | 1710 | South Grid | Duval | 1983-01-01 | 1983-01-01 | JEA | 1224444.44 | 3770
LS-000019 | 5640 101ST ST | 1252 | West Grid | Duval | 1950-01-01 | 1950-01-01 | JEA
LS-000023 | MAGNOLIA VALLEY DR. 5097 | 85617 | West Grid | Duval | 2009-12-15 | 2009-12-15 | JEA
LS-000026 | 6650 103RD ST | 26881 | West Grid | Duval | 1990-02-23 | 1990-02-23 | JEA
LS-000033 | 7960 103RD ST | 1286 | West Grid | Duval | 1987-01-01 | 1987-01-01 | JEA
LS-000034 | 9380 103RD ST | 1656 | West Grid | Duval | 2001-01-01 | 2001-01-01 | JEA
LS-000039 | 9902 103RD ST | 1655 | West Grid | Duval | 1994-01-01 | 1994-01-01 | JEA
LS-000045 | 5104 118TH ST | 1256 | West Grid | Duval | 1972-01-01 | 1972-01-01 | JEA | 3940175.98 | 15000
LS-000047 | 5823 118TH ST | 12161 | West Grid | Duval | 2003-08-13 | 2003-08-13 | JEA
LS-000048 | 8350 118TH ST | 1562 | West Grid | Duval | 1999-10-08 | 1999-10-08 | JEA
LS-000057 | 3215 ABBEYFIELD LN | 1139 | East Grid | Duval | 1980-01-01 | 1980-01-01 | JEA
LS-000058 | 5180 ABEL LN | 1490 | West Grid | Duval | 1973-03-30 | 1973-03-30 | JEA
LS-000060 | 12733 ABESS BV | 1826 | East Grid | Duval | 1987-01-01 | 1987-01-01 | JEA | 2713621.2991 | 8000
LS-000063 | 8752 ACANTHUS DR | 1564 | West Grid | Duval | 1970-01-01 | 1970-01-01 | JEA | 264041.8869 | 800
LS-000067 | 11933 ACOSTA RD | 1968 | South Grid | Duval | 1980-01-01 | 1980-01-01 | JEA
LS-000069 | 505 ADDOR LN | 1369 | West Grid | Duval | 1992-07-28 | 1992-07-28 | JEA
LS-000070 | 9374 ADELAID DR | 2241 | West Grid | Duval | 2001-08-14 | 2001-08-14 | JEA
LS-000071 | 2844 ADELE RD | 2012 | South Grid | Duval | 1980-01-01 | 1980-01-01 | JEA
LS-000073 | 13650 AEROSPACE WAY | 89458 | West Grid | Duval | 1985-01-01 | 1985-01-01 | JEA
LS-000074 | 125 AFTON LN | 1963 | St Johns Grid | Duval | 1998-09-01 | 1998-09-01 | JEA
LS-000075 | 10150 AGAVE RD | 1631 | East Grid | Duval | 1980-01-01 | 1980-01-01 | JEA
LS-000076 | 10398 AGAVE RD | 1741 | East Grid | Duval | 1970-01-01 | 1970-01-01 | JEA
LS-000080 | AIRPORT STATION A RAMP | 29846 | North Grid | Duval | 2006-11-08 | 2006-11-08 | JEA
LS-000081 | 7039 ALACHUA AV | 1986 | West Grid | Duval | 1981-01-01 | 1981-01-01 | JEA | 1799391.1975 | 6500
LS-000082 | 11823 ALDEN RD | 1344 | East Grid | Duval | 2007-05-11 | 2007-05-11 | JEA
LS-000083 | 12106 ALDEN RD | 1158 | East Grid | Duval | 1970-01-01 | 1970-01-01 | JEA
LS-000085 | 12193 ALEXANDRA DR | 19856 | North Grid | Duval | 2005-06-09 | 2005-06-09 | JEA
LS-000086 | 11551 ALEXIS FOREST DR | 1624 | South Grid | Duval | 1990-01-01 | 1990-01-01 | JEA
LS-000088 | 907 ALIZON ST | 28897 | St Johns Grid | Duval | 2000-04-23 | 2000-04-23 | JEA
LS-000091 | 11524 ALTA DR | 2881 | North Grid | Duval | 2001-07-27 | 2001-07-27 | JEA
LS-000097 | 11009 ALUMNI WY | 2034 | South Grid | Duval | 1980-01-01 | 1980-01-01 | JEA
LS-000098 | 11220 ALUMNI WY | 1069 | South Grid | Duval | 1980-01-01 | 1980-01-01 | JEA | 170800 | 533.666
LS-000099 | 4172 Eco Rd | 30660 | East Grid | Duval | 2005-01-21 | 2005-01-21 | JEA | 23000 | 1700
LS-000100 | 85111 Amaryllis Ct | 48721 | Nassau Grid | Nassau | 2007-08-29 | 2007-08-29 | FPL
LS-000103 | 95352 AMELIA CONCOURSE | 52257 | Nassau Grid | Nassau | 2005-08-04 | 2005-08-04 | FPL
LS-000104 | 4172 ANDERSON WOODS DR | 21776 | North Grid | Duval | 2005-11-30 | 2005-11-30 | JEA
LS-000109 | 10922 APPLE BLOSSOM TL E | 11844 | North Grid | Duval | 2003-12-30 | 2003-12-30 | JEA
LS-000110 | 8825 ARBOR BREEZE LN | 52944 | West Grid | Duval | 2007-02-01 | 2007-02-01 | JEA
LS-000111 | 11867 ARBOR LAKE DR | 31330 | East Grid | Duval | 1984-09-22 | 1984-09-22 | JEA
LS-000112 | 12026 ARBOR LAKE DR | 31297 | East Grid | Duval | 1984-06-22 | 1984-06-22 | JEA
LS-000113 | 1092 ARBOR LN | 54487 | East Grid | Duval | 2005-02-28 | 2005-02-28 | JEA
LS-000114 | 9420 ARBOR OAK LN | 72173 | North Grid | Duval | 2005-08-16 | 2005-08-16 | JEA
LS-000116 | 6491 ARGYLE FOREST BV | 1118 | West Grid | Duval | 1980-01-01 | 1980-01-01 | JEA
LS-000118 | 7663 ARGYLE FOREST BV | 1792 | West Grid | Duval | 1988-01-01 | 1988-01-01 | JEA
LS-000119 | 8104 ARGYLE FOREST BV | 1514 | West Grid | Duval | 1970-01-01 | 1970-01-01 | JEA | 114000 | 800
LS-000120 | 9526 ARGYLE FOREST BV | 41697 | West Grid | Duval | 2003-10-07 | 2003-10-07 | JEA
LS-000122 | 6912 ARLEX DR S | 27953 | East Grid | Duval | 1958-09-10 | 1958-09-10 | JEA
LS-000123 | 1090 ARLINGTON RD | 39090 | East Grid | Duval | 1977-09-06 | 1977-09-06 | JEA
LS-000130 | 6233 ARLINGTON XWAY | 36881 | East Grid | Duval | 1971-08-06 | 1971-08-06 | JEA
LS-000132 | 7528 ARLINGTON XY | 39121 | East Grid | Duval | 1989-08-31 | 1989-08-31 | JEA
LS-000133 | 7837 ARLINGTON XY | 34817 | East Grid | Duval | 1967-11-01 | 1967-11-01 | JEA
LS-000134 | 8052 ARLINGTON XY | 36785 | East Grid | Duval | 1972-04-13 | 1972-04-13 | JEA
LS-000138 | 3194 ARMSDALE RD | 8004 | North Grid | Duval | 2002-09-19 | 2002-09-19 | JEA
LS-000140 | 6661 ARROWROOT DR | 1793 | West Grid | Duval | 1970-01-01 | 1970-01-01 | JEA
LS-000147 | 9099 ARUNDELL WY | 1182 | South Grid | Duval | 1980-01-01 | 1980-01-01 | JEA
LS-000148 | 10031 ASHFORD CROSSING | 1191 | South Grid | Duval | 1980-01-01 | 1980-01-01 | JEA
LS-000149 | 4894 ASHLEY MANOR WY | 14731 | East Grid | Duval | 1989-10-25 | 1989-10-25 | JEA
LS-000153 | 10065 ATLANTIC BV | 1871 | East Grid | Duval | 2001-03-01 | 2001-03-01 | JEA
LS-000160 | 12570 ATLANTIC BV | 1032 | East Grid | Duval | 1980-01-01 | 1980-01-01 | JEA
LS-000173 | 4110 ATLANTIC BV | 2055 | East Grid | Duval | 1982-01-01 | 1982-01-01 | JEA
LS-000205 | 9380 ATLANTIC BV | 1868 | East Grid | Duval | 1970-01-01 | 1970-01-01 | JEA
LS-000214 | 5791 ATLEE AV | 1292 | West Grid | Duval | 1988-01-01 | 1988-01-01 | JEA
LS-000217 | 2152 AUSTIN CREEK RD | 30550 | North Grid | Duval | 2005-01-05 | 2005-01-05 | JEA
LS-000219 | 4739 AVENT DR | 52936 | West Grid | Duval | 2007-03-13 | 2007-03-13 | JEA
LS-000221 | 855 AVIATION DR | 72107 | East Grid | Duval | 1999-05-14 | 1999-05-14 | JEA
LS-000222 | 12621 AYRSHIRE ST E | 28865 | North Grid | Duval | 2004-10-15 | 2004-10-15 | JEA
LS-000224 | 15807 BAINEBRIDGE DR | 52938 | North Grid | Duval | 2006-11-08 | 2006-11-08 | JEA
LS-000225 | 15854 BAINEBRIDGE DR | 52939 | North Grid | Duval | 2006-11-08 | 2006-11-08 | JEA
LS-000226 | 74 BAISDEN RD | 1081 | North Grid | Duval | 1954-01-01 | 1954-01-01 | JEA
LS-000228 | 528 BALMORAL CR N | 1462 | North Grid | Duval | 1980-01-01 | 1980-01-01 | JEA
LS-000229 | 4501 BARKOSKIE RD | 1445 | South Grid | Duval | 1985-01-01 | 1985-01-01 | JEA
LS-000230 | 4437 BARNES RD | 1901 | East Grid | Duval | 2003-11-25 | 2003-11-25 | JEA | 652418.36 | 2000
LS-000231 | 2158 BARNSTORMER RD AIRPORT STA. B | 52946 | North Grid | Duval | 1996-01-01 | 1996-01-01 | JEA
LS-000233 | 6039 BARTOLF AV | 1557 | West Grid | Duval | 1950-01-01 | 1950-01-01 | JEA
LS-000235 | 12882 BARTRAM PARK BV | 14085 | St Johns Grid | Duval | 2004-02-20 | 2004-02-20 | JEA | 352236.29 | 2120
LS-000236 | 13551 BARTRAM PARK BV | 72134 | St Johns Grid | Duval | 2006-04-25 | 2006-04-25 | JEA
LS-000237 | 14041 BARTRAM PARK BV | 72108 | St Johns Grid | Duval | 2007-01-09 | 2007-01-09 | JEA | 103000 | 1040
LS-000241 | 6046 BARTRAM VILLAGE DR | 54491 | St Johns Grid | Duval | 2006-08-21 | 2006-08-21 | JEA
LS-000243 | 6263 BATTLE GATE RD | 30537 | South Grid | Duval | 2005-07-07 | 2005-07-07 | JEA
LS-000244 | 4568 BAY HARBOUR DR | 14732 | East Grid | Duval | 1985-11-22 | 1985-11-22 | JEA | 585015.31 | 2400
LS-000245 | 4 BAY ST E | 54492 | North Grid | Duval | 2003-10-17 | 2003-10-17 | JEA
LS-000246 | 834 BAY ST E | 1902 | North Grid | Duval | 1966-01-01 | 1966-01-01 | JEA | 3443586.13 | 19250
LS-000247 | 7999 BAYBERRY RD | 17601 | South Grid | Duval | 1975-04-01 | 1975-04-01 | JEA
LS-000248 | 5239 BAYCREST RD | 1373 | West Grid | Duval | 1971-01-01 | 1971-01-01 | JEA
LS-000249 | 8751 BAYLEAF DR | 17282 | South Grid | Duval | 1971-11-20 | 1971-11-20 | JEA | 300837.9 | 800
LS-000250 | 7640 BAYMEADOWS CR W | 16646 | South Grid | Duval | 1984-03-07 | 1984-03-07 | JEA
LS-000251 | 7836 BAYMEADOWS CR W | 16652 | South Grid | Duval | 1973-03-23 | 1973-03-23 | JEA
LS-000254 | 10702 BAYMEADOWS RD | 1193 | South Grid | Duval | 1980-01-01 | 1980-01-01 | JEA | 357750.32 | 900
LS-000255 | 3847 BAYMEADOWS RD | 15375 | South Grid | Duval | 1971-04-23 | 1971-04-23 | JEA
LS-000256 | 8115 BAYMEADOWS CR W | 382844 | South Grid | Duval | 2024-11-04 | 2024-11-04 | JEA | 359664.75 | 700
LS-000258 | 7823 BAYMEADOWS RD E | 1614 | South Grid | Duval | 2001-03-22 | 2001-03-22 | JEA
LS-000259 | 8036 BAYMEADOWS RD E | 11845 | South Grid | Duval | 2003-07-10 | 2003-07-10 | JEA | 312798.53 | 1458.6934
LS-000260 | 7160 BAYMEADOWS WY | 2010 | South Grid | Duval | 1999-09-13 | 1999-09-13 | JEA
LS-000261 | 8800 BAYMEADOWS WY | 18886 | South Grid | Duval | 1980-12-20 | 1980-12-20 | JEA
LS-000262 | 7611 BAYMEADOWS WY W | 15693 | South Grid | Duval | 1981-12-09 | 1981-12-09 | JEA
LS-000263 | 9733 BAYOU BLUFF DR | 2017 | South Grid | Duval | 1985-01-01 | 1985-01-01 | JEA | 578953.63 | 1760
LS-000282 | 11260 BEACH BV | 2037 | South Grid | Duval | 2000-01-01 | 2000-01-01 | JEA
LS-000284 | 11325 BEACH BV | 1455 | East Grid | Duval | 1987-10-01 | 1987-10-01 | JEA
LS-000298 | 13955 BEACH BV | 1472 | East Grid | Duval | 2000-09-05 | 2000-09-05 | JEA
LS-000299 | 14008 BEACH BV | 60577 | East Grid | Duval | 2006-08-30 | 2006-08-30 | JEA
LS-000300 | 13951 SUNI PINES | 1352 | East Grid | Duval | 1980-01-01 | 1980-01-01 | JEA
LS-000303 | 14380 BEACH BV | 21122 | East Grid | Duval | 1997-05-26 | 1997-05-26 | JEA
LS-000305 | 14750 BEACH BV | 21444 | East Grid | Duval | 1988-05-10 | 1988-05-10 | JEA
LS-000306 | 3651 BEACH BV | 1766 | East Grid | Duval | 2000-04-21 | 2000-04-21 | JEA
LS-000340 | 9815 BEACH BV | 54499 | East Grid | Duval | 1981-07-01 | 1981-07-01 | JEA
LS-000346 | 11247 BEACON DR | 14722 | East Grid | Duval | 1975-03-21 | 1975-03-21 | JEA
LS-000347 | 9465 BEAUCLERC COVE RD | 1719 | South Grid | Duval | 1970-01-01 | 1970-01-01 | JEA
LS-000348 | 9456 BEAUCLERC OAKS DR | 1310 | South Grid | Duval | 1970-01-01 | 1970-01-01 | JEA
LS-000349 | 2860 BEAUCLERC RD | 1058 | South Grid | Duval | 1980-01-01 | 1980-01-01 | JEA
LS-000350 | 3468 BEAUCLERC RD | 1851 | South Grid | Duval | 1997-12-31 | 1997-12-31 | JEA
LS-000357 | 15701 BEAVER ST W | 54498 | West Grid | Duval | 2004-05-14 | 2004-05-14 | JEA
LS-000358 | 2028 BEAVER ST W | 2067 | North Grid | Duval | 1954-01-01 | 1954-01-01 | JEA
LS-000365 | 9801 BEAVER ST W | 1538 | West Grid | Duval | 1991-01-01 | 1991-01-01 | JEA | 140000 | 928.6675
LS-000366 | 11082 BECKLEY PL | 1454 | South Grid | Duval | 1982-01-01 | 1982-01-01 | JEA
LS-000367 | 178 BEDSTONE DR | 52904 | St Johns Grid | St Johns | 2007-01-12 | 2007-01-12 | FPL
LS-000368 | 8622 BEECHFERN LN | 1117 | West Grid | Duval | 1950-01-01 | 1950-01-01 | JEA
LS-000369 | 3002 BELAIR RD | 39105 | East Grid | Duval | 2002-05-01 | 2002-05-01 | JEA
LS-000370 | 6868 BELFORT OAKS PL | 1714 | South Grid | Duval | 1980-01-01 | 1980-01-01 | JEA | 233000 | 1000
LS-000371 | 7803 BELFORT PY | 1176 | South Grid | Duval | 1980-01-01 | 1980-01-01 | JEA
LS-000372 | 3329 BELFORT RD | 1049 | South Grid | Duval | 1980-01-01 | 1980-01-01 | JEA
LS-000374 | 10222 BELLE RIVE BV | 1194 | South Grid | Duval | 1985-01-01 | 1985-01-01 | JEA
LS-000377 | 12869 BENTWATER DR | 1757 | East Grid | Duval | 1985-01-01 | 1985-01-01 | JEA
LS-000378 | 4368 BERGHLEY CT S | 1723 | South Grid | Duval | 1985-01-01 | 1985-01-01 | JEA
LS-000379 | 1044 BERT RD | 25282 | East Grid | Duval | 1966-02-15 | 1966-02-15 | JEA
LS-000380 | 833 BERT RD | 37505 | East Grid | Duval | 1967-04-28 | 1967-04-28 | JEA
LS-000381 | 13123 BERWICKSHIRE DR | 12810 | East Grid | Duval | 2003-07-14 | 2003-07-14 | JEA
LS-000384 | 13215 BIGGIN CHURCH RD S | 1219 | East Grid | Duval | 1982-01-01 | 1982-01-01 | JEA
LS-000385 | 3891 BIGGIN CHURCH RD W | 1087 | East Grid | Duval | 1982-01-01 | 1982-01-01 | JEA
LS-000386 | 1850 BILODEAU CT | 54500 | West Grid | Duval | 2009-04-26 | 2009-04-26 | JEA
LS-000388 | 11717 BISCAYNE BV | 1912 | North Grid | Duval | 1982-01-01 | 1982-01-01 | JEA
LS-000390 | 12300 BISCAYNE BV | 12493 | North Grid | Duval | 2002-12-16 | 2002-12-16 | JEA
LS-000391 | 3366 BISHOP ESTATES RD | 9921 | St Johns Grid | Duval | 2002-03-29 | 2002-03-29 | JEA
LS-000392 | 1920 BISHOP ESTATES RD | 3201 | St Johns Grid | Duval | 1998-10-30 | 1998-10-30 | JEA
LS-000393 | 3460 BISHOP ESTATES RD | 10566 | St Johns Grid | Duval | 2002-09-04 | 2002-09-04 | JEA
LS-000396 | 5738 BISHOP HATCHER DR S | 1586 | North Grid | Duval | 1950-01-01 | 1950-01-01 | JEA
LS-000397 | 908 BLACK CHERRY DR | 72106 | St Johns Grid | Duval | 2006-05-17 | 2006-05-17 | JEA
LS-000398 | 12255 BLACK WALNUT CT | 52883 | North Grid | Duval | 2007-02-02 | 2007-02-02 | JEA
LS-000399 | 921 BLACKBERRY LN | 1201 | St Johns Grid | Duval | 1995-01-01 | 1995-01-01 | JEA
LS-000400 | 4983 BLACKHAWK DR | 13761 | St Johns Grid | Duval | 2003-10-28 | 2003-10-28 | JEA
LS-000401 | 460 BLAGDON CT | 1166 | East Grid | Duval | 2000-04-03 | 2000-04-03 | JEA
LS-000419 | 7200 BLANDING BV | 15041 | West Grid | Duval | 2004-10-14 | 2004-10-14 | JEA
LS-000420 | 7703 BLANDING BV | 12491 | West Grid | Duval | 2000-04-04 | 2000-04-04 | JEA | 906664.07 | 1650
LS-000422 | 8151 BLANDING BV | 8336 | West Grid | Duval | 1985-09-03 | 1985-09-03 | JEA
LS-000423 | 8621 BLARNEY STONE CT | 1393 | South Grid | Duval | 1974-07-17 | 1974-07-17 | JEA
LS-000425 | 11301 BLOSSOM RIDGE DR | 2042 | North Grid | Duval | 1970-01-01 | 1970-01-01 | JEA
LS-000427 | 9240 BLOUNT ISLAND BV | 15687 | North Grid | Duval | 2001-11-01 | 2001-11-01 | JEA
LS-000428 | 9362 BLOUNT ISLAND BV | 13446 | North Grid | Duval | 2001-02-20 | 2001-02-20 | JEA
LS-000429 | 9950 BLOUNT ISLAND BV | 15688 | North Grid | Duval | 2001-11-01 | 2001-11-01 | JEA
LS-000430 | 9969 BLOUNT ISLAND BV | 15689 | North Grid | Duval | 1999-01-01 | 1999-01-01 | JEA
LS-000431 | 9233 BLOUNT ISLAND DR | 1266 | North Grid | Duval | 2000-01-14 | 2000-01-14 | JEA
LS-000432 | 12668 BLUE EAGLE WY | 1036 | East Grid | Duval | 1980-01-01 | 1980-01-01 | JEA
LS-000434 | 10837 BLUE PACIFIC CT | 2020 | South Grid | Duval | 1980-01-01 | 1980-01-01 | JEA
LS-000435 | 125 BLUE WATER DR | 72105 | St Johns Grid | St Johns | 2007-06-01 | 2007-06-01 | FPL
LS-000436 | 1323 BLUE WATER DR | 72104 | St Johns Grid | St Johns | 2007-06-01 | 2007-06-01 | FPL
LS-000437 | 733 BLUE WATER DR | 72103 | St Johns Grid | St Johns | 2007-06-01 | 2007-06-01 | FPL
LS-000438 | 554 BLUE WHALE WY | 1483 | North Grid | Duval | 1987-01-01 | 1987-01-01 | JEA
LS-000439 | 3500 BOATWRIGHT WY | 1173 | South Grid | Duval | 1980-01-01 | 1980-01-01 | JEA
LS-000441 | 6961 BONNEVAL RD | 1174 | South Grid | Duval | 1990-01-01 | 1990-01-01 | JEA
LS-000443 | 85231 BOSTICK WOOD DR | 14403 | Nassau Grid | Nassau | 2001-08-22 | 2001-08-22 | FPL
LS-000444 | 1706 BOULEVARD AV | 1778 | North Grid | Duval | 1966-01-01 | 1966-01-01 | JEA | 357219.04 | 1700
LS-000445 | 4133 BOULEVARD CENTER DR | 1357 | East Grid | Duval | 1980-01-01 | 1980-01-01 | JEA
LS-000448 | 6817 BOWDEN RD | 24002 | South Grid | Duval | 2005-06-03 | 2005-06-03 | JEA
LS-000451 | 544 BOWLAN ST | 1466 | East Grid | Duval | 2008-08-20 | 2008-08-20 | JEA | 295088.14 | 1200
LS-000452 | 10182 BRADLEY RD | 2031 | East Grid | Duval | 1980-01-01 | 1980-01-01 | JEA
LS-000456 | 12714 BRADY PLACE BV S | 1383 | South Grid | Duval | 1980-01-01 | 1980-01-01 | JEA
LS-000457 | 95135 BRADY POINT RD | 52274 | Nassau Grid | Nassau | 2005-09-29 | 2005-09-29 | FPL
LS-000459 | 2391 BREST RD | 1392 | South Grid | Duval | 1980-01-01 | 1980-01-01 | JEA
LS-000460 | 2941 BREVE DR | 1676 | North Grid | Duval | 1999-09-24 | 1999-09-24 | JEA
LS-000461 | 268 BRIDGECREEK DR | 35169 | St Johns Grid | St Johns | 2001-07-25 | 2001-07-25 | FPL
LS-000462 | 9022 BRIDGECREEK DR | 1961 | West Grid | Duval | 1994-01-01 | 1994-01-01 | JEA
LS-000465 | 8460 BRIERWOOD RD | 1303 | South Grid | Duval | 1996-07-01 | 1996-07-01 | JEA | 258710.35 | 870
LS-000468 | 5210 BRIGHTON PARK LN | 54503 | West Grid | Duval | 2005-04-11 | 2005-04-11 | JEA
LS-000469 | 5565 BRISTOL BAY LN | 9284 | West Grid | Duval | 1999-10-13 | 1999-10-13 | JEA
LS-000470 | 1261 BROAD ST | 52940 | North Grid | Duval | 1966-01-01 | 1966-01-01 | JEA
LS-000476 | 6630 BROADWAY AV | 1102 | West Grid | Duval | 1980-01-01 | 1980-01-01 | JEA
LS-000481 | 38 BROOKVIEW DR N | 19203 | East Grid | Duval | 1993-05-27 | 1993-05-27 | JEA
LS-000482 | 75025 BROOKWOOD DR | 72154 | Nassau Grid | Nassau | 2006-06-08 | 2006-06-08 | FPL
LS-000484 | 1001 Broward Rd. | 1979 | North Grid | Duval | 1996-01-01 | 1996-01-01 | JEA
LS-000485 | 1530 BROWARD RD | 1078 | North Grid | Duval | 1950-01-01 | 1950-01-01 | JEA
LS-000486 | 2518 BROWARD RD | 1878 | North Grid | Duval | 1970-01-01 | 1970-01-01 | JEA
LS-000489 | 250 BRYAN ST | 1229 | North Grid | Duval | 1966-01-01 | 1966-01-01 | JEA | 36665.0461 | 423.3946
LS-000490 | 1140 BUCKBEAN BRANCH LN E | 1659 | St Johns Grid | Duval | 1994-12-02 | 1994-12-02 | JEA
LS-000491 | 5301 EVERGREEN AV | 2003 | North Grid | Duval | 1986-01-01 | 1986-01-01 | JEA | 532908.61 | 8000
LS-000495 | 10828 BURNT MILL RD | 1306 | South Grid | Duval | 1982-01-01 | 1982-01-01 | JEA | 1816566.1 | 3100
LS-000496 | 11201 BURNT MILL RD | 11204 | South Grid | Duval | 2005-06-01 | 2005-06-01 | JEA
LS-000504 | 11775 CAMDEN RD | 54504 | North Grid | Duval | 2005-07-01 | 2005-07-01 | JEA
LS-000505 | 11855 CAMDEN RD | 1464 | North Grid | Duval | 1975-01-01 | 1975-01-01 | JEA
LS-000507 | 11022 CAMPUS HEIGHTS LN | 30554 | North Grid | Duval | 2009-01-15 | 2009-01-15 | JEA
LS-000509 | 801 CANDLE BARK DR | 11203 | East Grid | Duval | 2003-11-06 | 2003-11-06 | JEA
LS-000510 | 2418 CANEY WOOD CT | 54849 | North Grid | Duval | 2005-04-27 | 2005-04-27 | JEA
LS-000511 | 13996 CANOPY OVERLOOK CT | 1223 | East Grid | Duval | 1980-01-01 | 1980-01-01 | JEA
LS-000512 | 14051 CANYON FALLS DR S | 1088 | East Grid | Duval | 1980-01-01 | 1980-01-01 | JEA
LS-000514 | 3230 CAPPER RD | 64740 | North Grid | Duval | 2007-05-07 | 2007-05-07 | JEA
LS-000515 | 3327 CAPPER RD | 1339 | North Grid | Duval | 1980-01-01 | 1980-01-01 | JEA
LS-000516 | 9344 CARACARA DR | 56753 | West Grid | Duval | 2007-11-07 | 2007-11-07 | JEA
LS-000517 | 5219 CARDER ST | 1995 | West Grid | Duval | 1966-01-01 | 1966-01-01 | JEA
LS-000518 | 2004 CAREY AV | 1980 | North Grid | Duval | 1980-01-01 | 1980-01-01 | JEA
LS-000519 | 8043 CARLOTTA RD N | 26241 | East Grid | Duval | 1989-11-15 | 1989-11-15 | JEA | 351037.62 | 900
LS-000520 | 900 CARLOTTA RD W | 26577 | East Grid | Duval | 1957-04-15 | 1957-04-15 | JEA
LS-000529 | 2499 CASTAWAY DR | 1222 | East Grid | Duval | 1980-01-01 | 1980-01-01 | JEA
LS-000530 | 451 CATHERINE ST | 54505 | North Grid | Duval | 1950-01-01 | 1950-01-01 | JEA
LS-000531 | 3750 CATANIA PL | 52929 | East Grid | Duval | 2006-08-21 | 2006-08-21 | JEA
LS-000532 | 142 CATTAIL CR | 1568 | St Johns Grid | Duval | 1996-01-09 | 1996-01-09 | JEA
LS-000533 | 5503 CATTLE CROSSING WY | 24338 | North Grid | Duval | 2005-09-13 | 2005-09-13 | JEA
LS-000534 | 7041 CAVALIER RD | 2061 | North Grid | Duval | 1955-01-07 | 1955-01-07 | JEA
LS-000535 | 10889 CEDAR BRANCH RD | 72098 | North Grid | Duval | 2007-01-26 | 2007-01-26 | JEA
LS-000536 | 14600 CEDAR ISLAND DR | 22401 | East Grid | Duval | 2006-10-01 | 2006-10-01 | JEA | 269689.29 | 1130
LS-000537 | 3881 CEDAR POINT RD | 30595 | North Grid | Duval | 2006-02-10 | 2006-02-10 | JEA
LS-000538 | 10446 CENTERWOOD CT | 30553 | North Grid | Duval | 2005-01-25 | 2005-01-25 | JEA
LS-000540 | 11550 CENTRAL PY | 2033 | East Grid | Duval | 1990-01-01 | 1990-01-01 | JEA | 199869 | 1026.6982
LS-000542 | 7621 CENTURION PY | 1611 | South Grid | Duval | 1980-01-01 | 1980-01-01 | JEA
LS-000545 | 955 CESERY BV | 31618 | East Grid | Duval | 1991-07-09 | 1991-07-09 | JEA
LS-000546 | 8156 CESPERDES AV | 18564 | South Grid | Duval | 1957-09-06 | 1957-09-06 | JEA
LS-000547 | 549 CHAFFEE POINT BV | 54506 | West Grid | Duval | 2004-05-05 | 2004-05-05 | JEA
LS-000549 | 281 CHAFFEE RD S | 1786 | West Grid | Duval | 2011-03-24 | 2011-03-24 | JEA
LS-000550 | 3795 CHAFFEE RD S | 15368 | West Grid | Duval | 2004-11-30 | 2004-11-30 | JEA
LS-000556 | 1894 CHALLEN AV | 1503 | West Grid | Duval | 1950-01-01 | 1950-01-01 | JEA
LS-000557 | 1694 CHANDELIER CR E | 1831 | East Grid | Duval | 1980-01-01 | 1980-01-01 | JEA
LS-000558 | 1114 CHANDLER OAKS DR | 1808 | West Grid | Duval | 1980-01-01 | 1980-01-01 | JEA
LS-000559 | 13645 CHARTER CT | 42001 | East Grid | Duval | 1995-03-16 | 1995-03-16 | JEA
LS-000560 | 4245 CHELSEA HARBOR DR W | 1610 | East Grid | Duval | 1985-01-01 | 1985-01-01 | JEA
LS-000561 | 6705 CHERBORG AV N | 1408 | West Grid | Duval | 2011-04-28 | 2011-04-28 | JEA
LS-000562 | 14467 CHERRY LAKE DR E | 18892 | St Johns Grid | Duval | 2005-01-06 | 2005-01-06 | JEA
LS-000564 | 8233 CHESTER LAKES RD N | 1625 | South Grid | Duval | 1980-01-01 | 1980-01-01 | JEA
LS-000568 | 336 CHESWICK OAK AV | 1262 | West Grid | Clay | 1980-01-01 | 1980-01-01 | CLAY E
LS-000570 | 8550 CHESWICK OAKS AV | 1119 | West Grid | Duval | 1990-01-01 | 1990-01-01 | JEA
LS-000571 | 13225 CHETS CREEK BV | 1179 | East Grid | Duval | 1980-01-01 | 1980-01-01 | JEA | 182608.8 | 800
LS-000574 | 6511 CHRISTOPHER POINT RD | 1705 | South Grid | Duval | 1950-01-01 | 1950-01-01 | JEA
LS-000575 | 15361 Chuckwagon Tr | 47153 | West Grid | Duval | 2006-08-01 | 2006-08-01 | JEA
LS-000576 | 2537 CIMMARRONE BV | 9603 | St Johns Grid | Duval | 2003-11-07 | 2003-11-07 | JEA
LS-000578 | 7445 CINNAMON LAKE DR | 1657 | West Grid | Duval | 1980-01-01 | 1980-01-01 | JEA
LS-000579 | 13115 CITY SQUARE DR | 52947 | North Grid | Duval | 2006-11-16 | 2006-11-16 | JEA
LS-000580 | 7150 CIVIC CLUB DR | 1240 | North Grid | Duval | 1980-01-01 | 1980-01-01 | JEA
LS-000582 | 5204 CLAPBOARD CREEK DR | 24337 | North Grid | Duval | 2005-09-13 | 2005-09-13 | JEA
LS-000588 | 5520 CLEVELAND RD | 1805 | North Grid | Duval | 1977-09-01 | 1977-09-01 | JEA
LS-000589 | 6050 CLEVELAND RD | 18566 | North Grid | Duval | 2004-07-29 | 2004-07-29 | JEA
LS-000591 | 4425 CLINTON AV | 1359 | East Grid | Duval | 1966-01-01 | 1966-01-01 | JEA
LS-000592 | 2399 CLOVELLY LN W | 54507 | St Johns Grid | St Johns | 2002-08-26 | 2002-08-26 | FPL
LS-000593 | 4618 CLYDE DR | 1537 | North Grid | Duval | 1980-01-01 | 1980-01-01 | JEA
LS-000594 | 2664 COACHMAN LAKES DR | 1469 | East Grid | Duval | 2000-07-14 | 2000-07-14 | JEA
LS-000595 | 3660 COASTAL VIEW DR | 21762 | East Grid | Duval | 1998-07-27 | 1998-07-27 | JEA
LS-000597 | 2656 COLD CREEK BV | 1952 | West Grid | Duval | 2001-05-09 | 2001-05-09 | JEA
LS-000598 | 2111 COLE FLYER RD | 30338 | North Grid | Duval | 2001-12-11 | 2001-12-11 | JEA | 182131.1 | 1190
LS-000599 | 11800 COLLINS CREEK DR | 1446 | South Grid | Duval | 1982-01-01 | 1982-01-01 | JEA
LS-000600 | 7837 COLLINS GROVE DR | 46481 | South Grid | Duval | 2007-11-13 | 2007-11-13 | JEA
LS-000601 | 4580 COLLINS RD | 8335 | West Grid | Duval | 1988-11-15 | 1988-11-15 | JEA
LS-000602 | 5096 COLLINS RD | 8334 | West Grid | Duval | 1985-03-12 | 1985-03-12 | JEA
LS-000603 | 5540 COLLINS RD | 8328 | West Grid | Duval | 1989-06-23 | 1989-06-23 | JEA
LS-000604 | 5604 COLLINS RD | 52917 | West Grid | Duval | 2006-01-01 | 2006-01-01 | JEA
LS-000605 | 5620 COLLINS RD | 1263 | West Grid | Duval | 2000-11-01 | 2000-11-01 | JEA
LS-000607 | 5291-1 COLLINS ROAD | 8331 | West Grid | Duval | 1989-09-01 | 1989-09-01 | JEA
LS-000608 | 5291-2 COLLINS RD #2 | 8332 | West Grid | Duval | 1989-09-01 | 1989-09-01 | JEA
LS-000609 | 8529 COLLINS RIDGE BV N | 1378 | West Grid | Duval | 1987-01-01 | 1987-01-01 | JEA
LS-000611 | 6469 COLUMBIA PARK DR | 1856 | South Grid | Duval | 1990-01-01 | 1990-01-01 | JEA
LS-000617 | 96511 COMMODORE POINT DR | 28913 | Nassau Grid | Nassau | 2005-05-17 | 2005-05-17 | FPL
LS-000622 | 5503 COMMUNITY OAKS CT | 1836 | East Grid | Duval | 1980-01-01 | 1980-01-01 | JEA
LS-000624 | 3878 CONGA ST | 15692 | South Grid | Duval | 1974-12-01 | 1974-12-01 | JEA
LS-000627 | 10873 COPPER HILL DR | 1748 | North Grid | Duval | 1980-01-01 | 1980-01-01 | JEA
LS-000629 | 8343 CORALBERRY LN | 1658 | West Grid | Duval | 1950-01-01 | 1950-01-01 | JEA
LS-000630 | 7250 CORKLAN DR | 1067 | St Johns Grid | Duval | 1985-01-01 | 1985-01-01 | JEA | 446486.88 | 1890
LS-000633 | 3000 CORONET LN | 1274 | East Grid | Duval | 1980-01-01 | 1980-01-01 | JEA
LS-000634 | 1706 CORPORATE SQUARE | 1085 | East Grid | Duval | 1970-01-01 | 1970-01-01 | JEA
LS-000637 | 13651 COVINGTON CREEK DR | 2000 | East Grid | Duval | 1980-01-01 | 1980-01-01 | JEA
LS-000638 | 2283 CR 210 | 27906 | St Johns Grid | Duval | 1998-04-23 | 1998-04-23 | FPL
LS-000639 | 2740 COUNTY ROAD 210 W | 54510 | St Johns Grid | St Johns | 2014-06-11 | 2014-06-11 | JEA
LS-000640 | 3428 CR 210 (3150) | 9606 | St Johns Grid | St Johns | 1989-06-01 | 1989-06-01 | JEA
LS-000645 | 4425 CRAVEN RD W | 1308 | South Grid | Duval | 1978-10-02 | 1978-10-02 | JEA
LS-000646 | 1217 CREEK BEND RD | 22402 | St Johns Grid | Duval | 1991-08-13 | 1991-08-13 | JEA
LS-000647 | 1397 CREEK POINT BV | 40065 | North Grid | Duval | 2006-06-15 | 2006-06-15 | JEA
LS-000650 | 11035 CREEKWOOD DR | 20161 | South Grid | Duval | 1987-10-14 | 1987-10-14 | JEA
LS-000653 | 6501 CRESTLINE DR | 39763 | East Grid | Duval | 1972-05-08 | 1972-05-08 | JEA
LS-000654 | 13993 CRESTWICK DR E | 1097 | North Grid | Duval | 2002-12-27 | 2002-12-27 | JEA
LS-000656 | 13451 CROSSOVER ST | 36801 | West Grid | Duval | 1987-05-26 | 1987-05-26 | JEA
LS-000657 | 3810 CROSSWATER BV | 1760 | East Grid | Duval | 2001-04-30 | 2001-04-30 | JEA
LS-000658 | 9598 CRYSTAL SPRINGS RD | 1107 | West Grid | Duval | 1980-01-01 | 1980-01-01 | JEA
LS-000661 | 5441 CUMBERLAND FOREST LN | 1855 | South Grid | Duval | 1980-01-01 | 1980-01-01 | JEA
LS-000662 | 8007 CUMBERLAND GAP TL | 1261 | West Grid | Duval | 1980-01-01 | 1980-01-01 | JEA
LS-000665 | 1238 CUNNINGHAM CREEK DR | 1569 | St Johns Grid | Duval | 1994-01-01 | 1994-01-01 | JEA
LS-000666 | 1502 CUNNINGHAM ESTATES RD | 23681 | St Johns Grid | Duval | 1992-08-01 | 1992-08-01 | JEA
LS-000667 | 13410 CURRITUCK DR N | 1159 | East Grid | Duval | 1982-01-01 | 1982-01-01 | JEA
LS-000668 | 9147 CYPRESS GREEN DR | 17615 | South Grid | Duval | 1981-09-21 | 1981-09-21 | JEA
LS-000669 | 10255 CYPRESS LAKES DR | 1730 | South Grid | Duval | 1980-01-01 | 1980-01-01 | JEA
LS-000672 | 2415 D ST | 19522 | North Grid | Duval | 1960-01-01 | 1960-01-01 | JEA
LS-000673 | 2562 D ST | 19211 | North Grid | Duval | 1994-03-12 | 1994-03-12 | JEA
LS-000675 | 3211 BREVE DR | 38161 | North Grid | Duval | 1950-01-01 | 1950-01-01 | JEA
LS-000676 | 5101 DAMASCUS RD N | 1898 | East Grid | Duval | 1954-01-01 | 1954-01-01 | JEA
LS-000677 | 3780 DANFORTH DR | 1470 | East Grid | Duval | 1970-01-01 | 1970-01-01 | JEA
LS-000691 | 7839 DAWSONS CREEK | 30593 | West Grid | Duval | 2005-10-17 | 2005-10-17 | JEA
LS-000692 | 12520 DAYLIGHT TR | 10881 | North Grid | Duval | 2001-04-25 | 2001-04-25 | JEA
LS-000694 | 14052 DECATUR ST | 1759 | East Grid | Duval | 1975-01-01 | 1975-01-01 | JEA
LS-000695 | 12133 DEEDER LN | 9605 | South Grid | Duval | 2002-04-15 | 2002-04-15 | JEA
LS-000696 | 4831 DEER LAKE DR E | 1052 | South Grid | Duval | 1980-01-01 | 1980-01-01 | JEA
LS-000699 | 10000 DEERCREEK CLUB RD E | 1192 | South Grid | Duval | 1990-01-01 | 1990-01-01 | JEA | 138917.23 | 1000
LS-000702 | 3231 DEERFIELD POINT DR | 1515 | West Grid | Clay | 1988-01-01 | 1988-01-01 | CLAY E
LS-000703 | 10353 DEERFOOT LN N | 1621 | South Grid | Duval | 1980-01-01 | 1980-01-01 | JEA
LS-000705 | 10315 DEERWOOD CLUB RD | 1716 | South Grid | Duval | 1989-01-01 | 1989-01-01 | JEA
LS-000706 | 908 DEERWOOD CR N | 21775 | North Grid | Duval | 2005-10-14 | 2005-10-14 | JEA
LS-000707 | 10440 DEERWOOD PARK BV | 1305 | South Grid | Duval | 1980-01-01 | 1980-01-01 | JEA
LS-000710 | 7709 DEERWOOD POINT PL | 1055 | South Grid | Duval | 1984-01-01 | 1984-01-01 | JEA
LS-000712 | 9092 DEL WEBB PY | 28225 | South Grid | Duval | 2006-02-06 | 2006-02-06 | JEA
LS-000714 | 1248 DELFINO DR | 46801 | East Grid | Duval | 2004-06-10 | 2004-06-10 | JEA
LS-000716 | 310 DENISE ST | 2044 | North Grid | Duval | 1954-01-01 | 1954-01-01 | JEA
LS-000717 | 8998 DERRICKSON DR | 1645 | West Grid | Duval | 1988-01-01 | 1988-01-01 | JEA
LS-000719 | 4526 DETAILLIE DR | 18570 | North Grid | Duval | 2004-07-29 | 2004-07-29 | JEA
LS-000720 | 702 DEWBERRY DR | 1523 | St Johns Grid | Duval | 1999-11-22 | 1999-11-22 | JEA
LS-000721 | 801 DEWBERRY DR | 1128 | St Johns Grid | Duval | 1993-01-01 | 1993-01-01 | JEA
LS-000722 | 814 DEWBERRY DR | 1574 | St Johns Grid | Duval | 2000-02-25 | 2000-02-25 | JEA
LS-000723 | 2843 DICKINSON RD | 1527 | South Grid | Duval | 1980-01-01 | 1980-01-01 | JEA
LS-000724 | 6669 DIGBY LN | 29842 | North Grid | Duval | 2006-04-24 | 2006-04-24 | JEA
LS-000727 | 4500 DIRECTORS RD | 11843 | West Grid | Duval | 2002-11-12 | 2002-11-12 | JEA
LS-000730 | 8200 DIX ELLIS TR | 17611 | South Grid | Duval | 1979-04-20 | 1979-04-20 | JEA
LS-000731 | 2101 DIXIE CLIPPER RD | 54511 | North Grid | Duval | 2008-03-10 | 2008-03-10 | JEA
LS-000733 | 1711 DOLOMA ST | 8002 | West Grid | Duval | 1991-10-01 | 1991-10-01 | JEA
LS-000738 | 4807 DUCHENEAU DR | 17926 | West Grid | Duval | 1972-05-01 | 1972-05-01 | JEA
LS-000753 | 3000 DUNN AV | 1076 | North Grid | Duval | 1982-01-01 | 1982-01-01 | JEA
LS-000758 | 6678 DUNN AV | 29841 | North Grid | Duval | 2006-11-08 | 2006-11-08 | JEA
LS-000759 | 2859 DUPONT AV | 16641 | South Grid | Duval | 1996-03-18 | 1996-03-18 | JEA
LS-000760 | 3701 DUPONT AV | 17287 | South Grid | Duval | 1988-07-01 | 1988-07-01 | JEA
LS-000761 | 500 DURBIN CREEK BV | 1662 | St Johns Grid | Duval | 1995-01-01 | 1995-01-01 | JEA
LS-000762 | 800 DURBIN CREEK BV | 1797 | St Johns Grid | Duval | 1993-01-01 | 1993-01-01 | JEA
LS-000763 | 901 DUSKIN DR | 1136 | East Grid | Duval | 1980-01-01 | 1980-01-01 | JEA
LS-000766 | 13898 DUVAL RD | 1936 | North Grid | Duval | 1999-06-03 | 1999-06-03 | JEA
LS-000768 | 14491 W DUVAL RD | 1481 | North Grid | Duval | 2003-07-01 | 2003-07-01 | JEA | 825185.39 | 2300
LS-000769 | 14695 DUVAL RD | 8968 | North Grid | Duval | 2003-04-23 | 2003-04-23 | JEA
LS-000774 | 500 DUVAL STATION RD | 47441 | North Grid | Duval | 2005-05-11 | 2005-05-11 | JEA
LS-000775 | 590 DUVAL STATION RD | 1485 | North Grid | Duval | 1999-09-30 | 1999-09-30 | JEA
LS-000777 | 5020 EAGLES NATURE | 85859 | West Grid | Duval | 2011-01-11 | 2011-01-11 | JEA
LS-000778 | 954 EAGLE POINT DR | 54512 | St Johns Grid | St Johns | 2002-10-17 | 2002-10-17 | FPL
LS-000779 | 7159 EAGLES PERCH | 1513 | West Grid | Duval | 1982-01-01 | 1982-01-01 | JEA
LS-000780 | 86257 EASTPORT DR | 14088 | Nassau Grid | Nassau | 2001-08-22 | 2001-08-22 | FPL
LS-000783 | 1192 PULASKI RD | 2046 | North Grid | Duval | 1997-01-01 | 1997-01-01 | JEA
LS-000788 | 13107 EBBTIDE CT | 1703 | East Grid | Duval | 1980-01-01 | 1980-01-01 | JEA
LS-000789 | 5681 EDENFIELD RD | 54529 | East Grid | Duval | 2001-10-03 | 2001-10-03 | JEA
LS-000790 | 5710 EDENFIELD RD | 17288 | East Grid | Duval | 2013-03-28 | 2013-03-28 | JEA | 388164.9 | 1650
LS-000791 | 6210 EDENFIELD RD | 12483 | East Grid | Duval | 1989-01-24 | 1989-01-24 | JEA
LS-000792 | 4401 EDGEWATER CROSSING DR | 19205 | South Grid | Duval | 2005-03-15 | 2005-03-15 | JEA
LS-000795 | 3335 MCLENDON AV | 72146 | North Grid | Duval | 2006-10-27 | 2006-10-27 | JEA
LS-000813 | 904 EDGEWOOD AV W | 1143 | North Grid | Duval | 1995-05-09 | 1995-05-09 | JEA
LS-000817 | 13788 EGRETS NEST DR | 14404 | St Johns Grid | Duval | 2004-08-12 | 2004-08-12 | JEA
LS-000818 | 1509 EL PRADO RD | 1577 | East Grid | Duval | 1980-01-01 | 1980-01-01 | JEA
LS-000824 | 1060 ELLIS RD N | 1492 | West Grid | Duval | 1972-09-07 | 1972-09-07 | JEA | 403340.85 | 1000
LS-000836 | 1401 ELLIS TRACE DR | 1504 | West Grid | Duval | 1980-01-01 | 1980-01-01 | JEA
LS-000837 | 220 ELMWOOD DR | 1448 | St Johns Grid | Duval | 1997-01-01 | 1997-01-01 | JEA
LS-000838 | 4211 EMERALD BAY DR | 12815 | East Grid | Duval | 1993-06-09 | 1993-06-09 | JEA
LS-000839 | 3454 EMERALD ISLE CR W | 1272 | South Grid | Duval | 1980-01-01 | 1980-01-01 | JEA
LS-000849 | 6623 EPPING FOREST WY N | 1833 | South Grid | Duval | 1980-01-01 | 1980-01-01 | JEA
LS-000851 | 16536 ETHEL RD | 29847 | North Grid | Duval | 1990-10-30 | 1990-10-30 | JEA | 2000 | 770
LS-000852 | 4808 EXECUTIVE PARK CT | 2008 | South Grid | Duval | 1990-01-01 | 1990-01-01 | JEA
LS-000853 | 7260 EXLINE RD | 54530 | West Grid | Duval | 2005-02-18 | 2005-02-18 | JEA
LS-000855 | 711 FAITH MEMORIAL DR | 21451 | West Grid | Duval | 2005-11-09 | 2005-11-09 | JEA
LS-000856 | 7961 FALCON ST | 17924 | West Grid | Duval | 1962-01-15 | 1962-01-15 | JEA
LS-000857 | 1531 FALKLAND RD | 1646 | West Grid | Duval | 2001-04-09 | 2001-04-09 | JEA
LS-000858 | 9748 FAWN BROOK DR | 16961 | South Grid | Duval | 1984-01-06 | 1984-01-06 | JEA
LS-000869 | 4451 FENDER DR | 1506 | West Grid | Duval | 1969-01-01 | 1969-01-01 | JEA
LS-000870 | 4147 FERBER RD | 1976 | East Grid | Duval | 1980-01-01 | 1980-01-01 | JEA | 166614.63 | 2000
LS-000871 | 6551 FERBER RD | 1670 | East Grid | Duval | 1970-01-01 | 1970-01-01 | JEA
LS-000873 | 12901 FERNBANK LN | 1796 | South Grid | Duval | 1980-01-01 | 1980-01-01 | JEA
LS-000874 | 3231 FIDDLERS HAMMOCK LN | 36130 | St Johns Grid | St Johns | 1998-04-22 | 1998-04-22 | BEACHES E
LS-000878 | 8570 FIRETOWER RD | 53553 | West Grid | Duval | 2007-02-16 | 2007-02-16 | JEA
LS-000881 | 14130 FISH EAGLE DR E | 14086 | North Grid | Duval | 2004-09-21 | 2004-09-21 | JEA
LS-000882 | 10301 FISH RD | 1547 | West Grid | Duval | 1977-03-01 | 1977-03-01 | JEA | 26000 | 2000
LS-000884 | 5826 FLICKER AV | 1407 | North Grid | Duval | 1988-01-01 | 1988-01-01 | JEA
LS-000885 | 1661 FLINTLOCK CT | 1599 | East Grid | Duval | 1980-01-01 | 1980-01-01 | JEA
LS-000886 | 1325 FLORA BRANCH BV | 1449 | St Johns Grid | Duval | 1996-06-05 | 1996-06-05 | JEA
LS-000887 | 2301 FLORA BRANCH BV | 1265 | St Johns Grid | Duval | 1998-01-01 | 1998-01-01 | JEA
LS-000888 | 677 FLORA BRANCH BV | 10568 | St Johns Grid | Duval | 2002-11-22 | 2002-11-22 | JEA
LS-000890 | 23874 FLORA PARK BV | 48785 | Nassau Grid | Nassau | 1999-05-24 | 1999-05-24 | FPL
LS-000891 | 2751 FLORADALE DR | 1144 | North Grid | Duval | 1970-01-01 | 1970-01-01 | JEA
LS-000892 | 9820 FLORIDA MINING BV E | 1620 | South Grid | Duval | 1980-05-13 | 1980-05-13 | JEA
LS-000893 | 5521 FLORIDA MINING BV S | 1320 | South Grid | Duval | 1988-08-30 | 1988-08-30 | JEA
LS-000895 | 3757 FOGGY VEIL CT | 21454 | East Grid | Duval | 1998-07-28 | 1998-07-28 | JEA
LS-000898 | 11221 FORESTDALE RD | 12481 | North Grid | Duval | 1993-06-25 | 1993-06-25 | JEA
LS-000899 | 7973 FORSHEE DR | 1945 | West Grid | Duval | 1970-01-01 | 1970-01-01 | JEA
LS-000900 | 65 FORT MILTON DR | 13449 | West Grid | Duval | 2004-02-03 | 2004-02-03 | JEA
LS-000901 | 10320 FORTUNE PY | 19214 | South Grid | Duval | 1992-02-07 | 1992-02-07 | JEA
LS-000904 | 3710 FOURACRE RD | 18891 | West Grid | Duval | 2005-05-10 | 2005-05-10 | JEA
LS-000907 | 5102 FOXBORO RD | 1904 | North Grid | Duval | 1965-05-12 | 1965-05-12 | JEA
LS-000908 | 8352 FREEDOM CROSSING TR W | 18561 | South Grid | Duval | 1988-02-15 | 1988-02-15 | JEA
LS-000909 | 8585 FREEDOM CROSSING TR W | 17612 | South Grid | Duval | 1988-06-24 | 1988-06-24 | JEA
LS-000912 | 3752 FT CAROLINE HARBOR DR | 72119 | East Grid | Duval | 2006-06-05 | 2006-06-05 | JEA
LS-000913 | 7031 FT CAROLINE HILLS DR | 1802 | East Grid | Duval | 1982-01-01 | 1982-01-01 | JEA
LS-000914 | 11610 FT CAROLINE LAKES DR | 17294 | East Grid | Duval | 1988-01-12 | 1988-01-12 | JEA
LS-000915 | 10797 FT CAROLINE RD | 45857 | East Grid | Duval | 1987-01-09 | 1987-01-09 | JEA | 1259000 | 2500
LS-000916 | 11434 FT CAROLINE RD | 20484 | East Grid | Duval | 1986-08-29 | 1986-08-29 | JEA
LS-000917 | 12720 FT CAROLINE RD | 14724 | East Grid | Duval | 1990-03-22 | 1990-03-22 | JEA
LS-000920 | 6554 FT CAROLINE RD | 1978 | East Grid | Duval | 1980-01-01 | 1980-01-01 | JEA
LS-000921 | 8301 FT CAROLINE RD | 54545 | East Grid | Duval | 2007-03-02 | 2007-03-02 | JEA
LS-000923 | 5047 FULTON RD | 14727 | East Grid | Duval | 1992-04-01 | 1992-04-01 | JEA
LS-000924 | 8560 FURY DR | 1260 | West Grid | Duval | 2008-07-10 | 2008-07-10 | JEA | 1710842.08 | 4600
LS-000927 | 3312 GALILEE RD | 1900 | East Grid | Duval | 1996-01-01 | 1996-01-01 | JEA
LS-000929 | 1101 GARRISON DR | 26897 | St Johns Grid | St Johns | 2013-02-08 | 2013-02-08 | FPL
LS-000931 | 9731 GATE PY N | 1307 | South Grid | Duval | 1980-01-01 | 1980-01-01 | JEA
LS-000932 | 9898 GATE PY N | 16653 | South Grid | Duval | 2004-05-26 | 2004-05-26 | JEA | 487768.4 | 2000
LS-000936 | 8153 GATE PY W | 17296 | South Grid | Duval | 2005-01-11 | 2005-01-11 | JEA
LS-000937 | 8290 GATE PY W | 54547 | South Grid | Duval | 2004-10-27 | 2004-10-27 | JEA
LS-000939 | 12409 GATELY RD S | 1421 | East Grid | Duval | 1970-01-01 | 1970-01-01 | JEA
LS-000940 | 12333 GATELY RIDGE CT | 54546 | East Grid | Duval | 2006-06-30 | 2006-06-30 | JEA
LS-000941 | 826 GATES ST | 18567 | North Grid | Duval | 2006-06-26 | 2006-06-26 | JEA
LS-000942 | 8860 GATWICK CR | 1282 | North Grid | Duval | 1980-01-01 | 1980-01-01 | JEA
LS-000943 | 6111 GAZEBO PARK PL N | 54548 | South Grid | Duval | 1990-03-21 | 1990-03-21 | JEA
LS-000944 | 86440 GENE LASSERRE BV | 37489 | Nassau Grid | Nassau | 1979-08-07 | 1979-08-07 | FPL
LS-000945 | 10288 GENERAL AVE | 72127 | West Grid | Duval | 2007-05-07 | 2007-05-07 | JEA
LS-000946 | 234 GENERAL DOOLITTLE DR | 1345 | East Grid | Duval | 1981-01-29 | 1981-01-29 | JEA
LS-000947 | 5772 GILCHRIST RD | 1488 | North Grid | Duval | 1997-01-01 | 1997-01-01 | JEA
LS-000951 | 6350 GINNIE SPRINGS RD | 13442 | St Johns Grid | Duval | 2003-11-20 | 2003-11-20 | JEA | 278469.85 | 1100
LS-000952 | 1012 GLEN ECHO RD | 34177 | East Grid | Duval | 1985-06-01 | 1985-06-01 | JEA
LS-000953 | 2366 GLEN GARDNER | 1633 | East Grid | Duval | 1980-01-01 | 1980-01-01 | JEA
LS-000954 | 12293 GLEN HOLLOW DR | 10573 | North Grid | Duval | 2002-07-31 | 2002-07-31 | JEA
LS-000956 | 12858 GLEN KERNAN PY | 1609 | East Grid | Duval | 1982-01-01 | 1982-01-01 | JEA | 119437.72 | 1200
LS-000958 | 4604 GLENWOOD AV | 41649 | West Grid | Duval | 2005-03-11 | 2005-03-11 | JEA
LS-000959 | 1295 GLYNLEA ST | 19204 | East Grid | Duval | 2005-06-06 | 2005-06-06 | JEA
LS-000960 | 657 GLYNLEA ST | 20171 | East Grid | Duval | 2005-08-04 | 2005-08-04 | JEA
LS-000961 | 8235 GOLDEN BAMBOO | 55185 | West Grid | Duval | 2006-07-19 | 2006-07-19 | JEA
LS-000962 | 12005 GOLDENROD CR N | 1208 | East Grid | Duval | 1966-01-01 | 1966-01-01 | JEA
LS-000964 | 5219 GOLF COURSE DR | 17289 | East Grid | Duval | 2010-12-30 | 2010-12-30 | JEA
LS-000966 | 12429 GOOD NEIGHBOR TR | 1034 | East Grid | Duval | 1980-01-01 | 1980-01-01 | JEA
LS-000970 | 8100 GRAMPELL DR | 1540 | West Grid | Duval | 1982-01-01 | 1982-01-01 | JEA
LS-000971 | 12870 GRAN BAY PY | 2029 | St Johns Grid | Duval | 1980-01-01 | 1980-01-01 | JEA
LS-000974 | 96037 GRAND OAKS LA | 52273 | Nassau Grid | Nassau | 2007-01-08 | 2007-01-08 | FPL
LS-000977 | 3929 GRANT RD | 1516 | East Grid | Duval | 1982-01-01 | 1982-01-01 | JEA
LS-000978 | 1058 GRANVILLE RD | 1984 | West Grid | Duval | 1981-01-01 | 1981-01-01 | JEA
LS-000979 | 6500 GRAYFIELD DR | 54549 | West Grid | Duval | 2005-01-01 | 2005-01-01 | JEA
LS-000980 | 10712 GRAYSON CT | 1590 | West Grid | Duval | 2002-04-15 | 2002-04-15 | JEA
LS-000981 | 6123 GREEN POND DR | 18893 | St Johns Grid | Duval | 2005-03-11 | 2005-03-11 | JEA
LS-000982 | 554 GREENBRIAR RD | 36129 | St Johns Grid | St Johns | 2001-07-25 | 2001-07-25 | FPL
LS-000983 | 137 GREENFIELD DR | 12488 | St Johns Grid | Duval | 2003-07-17 | 2003-07-17 | JEA
LS-000984 | 6593 GREENLAND CHASE BV | 30536 | South Grid | Duval | 2005-07-07 | 2005-07-07 | JEA
LS-000985 | 4788 GREENLAND RD | 1324 | South Grid | Duval | 1970-01-01 | 1970-01-01 | JEA
LS-000987 | 5050 GREENLAND RD | 1444 | South Grid | Duval | 1990-01-01 | 1990-01-01 | JEA
LS-000988 | 5663 GREENLAND RD | 30535 | South Grid | Duval | 2008-03-27 | 2008-03-27 | JEA
LS-000990 | 4831 GREENLAND RD | 1857 | South Grid | Duval | 1990-01-01 | 1990-01-01 | JEA
LS-000992 | 1990 GREENWOOD ST | 1108 | West Grid | Duval | 2004-02-09 | 2004-02-09 | JEA
LS-000993 | 7677 GREGORY DR | 15362 | West Grid | Duval | 1988-07-01 | 1988-07-01 | JEA
LS-000994 | 7844 GREGORY DR | 28209 | West Grid | Duval | 1972-10-01 | 1972-10-01 | JEA
LS-000996 | 1332 GROSVNER SQUARE DR | 54550 | East Grid | Duval | 1990-07-13 | 1990-07-13 | JEA
LS-000997 | 487 GROVE PARK BV | 1347 | East Grid | Duval | 1974-07-17 | 1974-07-17 | JEA | 423226.49 | 1400
LS-000998 | 1578 GUARDIAN DR | 9601 | West Grid | Duval | 2003-01-14 | 2003-01-14 | JEA
LS-001000 | 2975 HALCYON LN | 1436 | South Grid | Duval | 1980-01-01 | 1980-01-01 | JEA
LS-001001 | 10210 HALEY RD | 1848 | South Grid | Duval | 1985-01-01 | 1985-01-01 | JEA
LS-001003 | 1396 HAMILTON ST | 21448 | West Grid | Duval | 2005-03-04 | 2005-03-04 | JEA
LS-001004 | 10374 HAMLET GLEN DR | 1647 | West Grid | Duval | 1996-01-01 | 1996-01-01 | JEA
LS-001005 | 1520 HAMMOND BV | 1367 | West Grid | Duval | 1986-01-01 | 1986-01-01 | JEA
LS-001007 | 8681 HAMPSHIRE GLEN DR S | 2025 | South Grid | Duval | 1980-01-01 | 1980-01-01 | JEA
LS-001008 | 861323 NORTH HAMPTON CLUB WY | 52276 | Nassau Grid | Nassau | 2002-07-30 | 2002-07-30 | FPL
LS-001009 | 868570 NORTH HAMPTON CLUB WY | 14087 | Nassau Grid | Nassau | 2001-08-22 | 2001-08-22 | FPL
LS-001010 | 862870 North Hampton Club Wy | 24961 | Nassau Grid | Nassau | 2005-02-01 | 2005-02-01 | FPL
LS-001011 | 9151 HAMPTON LANDING DR E | 2027 | South Grid | Duval | 2001-05-08 | 2001-05-08 | JEA
LS-001012 | 10526 HAMPTON LANDING DR S | 1627 | South Grid | Duval | 1997-06-27 | 1997-06-27 | JEA
LS-001015 | 6927 HANSON DR S | 27860 | West Grid | Duval | 1989-01-26 | 1989-01-26 | JEA
LS-001016 | 11036 HARBOUR CAY CT | 16005 | East Grid | Duval | 1991-06-05 | 1991-06-05 | JEA
LS-001017 | 4100 HARBOR VIEW DR | 1544 | North Grid | Duval | 1957-06-21 | 1957-06-21 | JEA
LS-001018 | 4234 HARBOUR ISLAND DR | 15682 | East Grid | Duval | 1985-04-18 | 1985-04-18 | JEA
LS-001019 | 6640 HARLOW BV | 1411 | West Grid | Duval | 1954-01-01 | 1954-01-01 | JEA
LS-001020 | 1511 HARRINGTON PARK DR | 41665 | East Grid | Duval | 1993-09-13 | 1993-09-13 | JEA
LS-001022 | 3010 HARTLEY RD | 1437 | South Grid | Duval | 1985-01-01 | 1985-01-01 | JEA
LS-001023 | 3200 HARTLEY RD | 1435 | South Grid | Duval | 1974-09-10 | 1974-09-10 | JEA
LS-001026 | 10991 HARTS RD | 1077 | North Grid | Duval | 1982-01-01 | 1982-01-01 | JEA
LS-001027 | 11305 HARTS RD | 1881 | North Grid | Duval | 1980-01-01 | 1980-01-01 | JEA | 3482629.22 | 4190
LS-001028 | 12266 HARTS RD | 1343 | North Grid | Duval | 2001-05-01 | 2001-05-01 | JEA
LS-001030 | 6462 HARVIN RD | 1578 | South Grid | Duval | 1980-01-01 | 1980-01-01 | JEA
LS-001031 | 12402 HATTON CHASE LN W | 1733 | South Grid | Duval | 1980-01-01 | 1980-01-01 | JEA
LS-001034 | 8895 HAWKEYE CR | 54552 | West Grid | Duval | 2006-02-10 | 2006-02-10 | JEA
LS-001035 | 1731 HAWKINS COVE DR W | 1891 | East Grid | Duval | 1998-08-12 | 1998-08-12 | JEA
LS-001036 | 7402 HAWKS CLIFF DR | 11521 | West Grid | Duval | 2003-08-26 | 2003-08-26 | JEA
LS-001037 | 3689 HAWKS VIEW DR | 72157 | West Grid | Clay | 2005-02-15 | 2005-02-15 | CLAY E
LS-001039 | 944 HEARTSIDE CT | 1950 | West Grid | Duval | 1989-01-01 | 1989-01-01 | JEA
LS-001040 | 11745 HEATHER GROVE LN | 1125 | South Grid | Duval | 1970-01-01 | 1970-01-01 | JEA
LS-001048 | 3730 HENDRICKS AV | 1794 | East Grid | Duval | 1980-01-01 | 1980-01-01 | JEA
LS-001055 | 3231 HERMITAGE RD E | 1531 | East Grid | Duval | 1975-01-01 | 1975-01-01 | JEA
LS-001056 | 3815 HERMITAGE RD E | 1977 | East Grid | Duval | 1950-01-01 | 1950-01-01 | JEA
LS-001057 | 7309 HERNANDO | 17616 | South Grid | Duval | 1979-10-04 | 1979-10-04 | JEA
LS-001058 | 96288 HERON ISLES PY | 28929 | Nassau Grid | Nassau | 2005-05-17 | 2005-05-17 | FPL
LS-001059 | 3806 HERSCHEL ST | 1953 | West Grid | Duval | 2005-10-28 | 2005-10-28 | JEA | 426151.07 | 3800
LS-001063 | 12620 HICKORY CREEK BV | 1598 | East Grid | Duval | 1970-01-01 | 1970-01-01 | JEA
LS-001064 | 368 HICKORY CREEK BV | 1296 | East Grid | Duval | 1982-01-01 | 1982-01-01 | JEA
LS-001065 | 847 HICKORY HILL DR | 1501 | West Grid | Duval | 1978-01-01 | 1978-01-01 | JEA
LS-001066 | 86072 HICKOX RD | 12496 | Nassau Grid | Nassau | 1994-05-09 | 1994-05-09 | FPL
LS-001067 | 5940 HICKSON RD | 1800 | East Grid | Duval | 1995-03-01 | 1995-03-01 | JEA
LS-001068 | 12051 HIDDEN HILLS DR | 15685 | East Grid | Duval | 1982-10-11 | 1982-10-11 | JEA
LS-001085 | 3907 HILLSTEAD LN | 54553 | South Grid | Duval | 2005-06-01 | 2005-06-01 | JEA
LS-001087 | 8051 HILSDALE RD | 1048 | South Grid | Duval | 1970-01-01 | 1970-01-01 | JEA
LS-001089 | 1705 HODGES BV | 1293 | East Grid | Duval | 1980-01-01 | 1980-01-01 | JEA | 948168.13 | 3200
LS-001090 | 2003 HODGES BV | 1700 | East Grid | Duval | 1980-01-01 | 1980-01-01 | JEA
LS-001092 | 7551 HOGAN RD | 1270 | South Grid | Duval | 1970-01-01 | 1970-01-01 | JEA
LS-001093 | 7834 HOLIDAY RD S | 1395 | East Grid | Duval | 1981-09-01 | 1981-09-01 | JEA | 1484562.44 | 2800
LS-001094 | 3655 HOLLY GROVE AV | 17291 | South Grid | Duval | 1990-10-15 | 1990-10-15 | JEA
LS-001095 | 9846 FT CAROLINE RD | 21121 | East Grid | Duval | 1996-03-18 | 1996-03-18 | JEA
LS-001096 | 1945 HOLLY OAKS RAVINE DR | 18244 | East Grid | Duval | 1966-10-20 | 1966-10-20 | JEA
LS-001097 | 147 HOLLYBERRY LN | 77554 | St Johns Grid | St Johns | 2005-01-26 | 2005-01-26 | FPL
LS-001098 | 210 HOLLYBROOK AV | 1684 | North Grid | Duval | 1966-01-01 | 1966-01-01 | JEA | 2306228.23 | 11250
LS-001099 | 7871 HOLLYRIDGE RD | 1178 | South Grid | Duval | 2015-01-01 | 2015-01-01 | JEA
LS-001100 | 10220 HOMARD BV N | 27553 | East Grid | Duval | 1990-05-30 | 1990-05-30 | JEA
LS-001101 | 2230 HOME PARK CR E | 159476 | East Grid | Duval | 2012-08-13 | 2012-08-13 | JEA
LS-001103 | 11861 HOOD LANDING RD | 199844 | South Grid | Duval | 1990-01-01 | 1990-01-01 | JEA
LS-001104 | 12403 HOOD LANDING RD | 1200 | South Grid | Duval | 1980-01-01 | 1980-01-01 | JEA
LS-001105 | 10142 HOOD RD | 1064 | South Grid | Duval | 1985-01-01 | 1985-01-01 | JEA
LS-001109 | 2123 HOVINGTON CR W | 1999 | East Grid | Duval | 1982-01-01 | 1982-01-01 | JEA
LS-001110 | 1560 HOWARD RD | 52369 | North Grid | Duval | 2006-04-07 | 2006-04-07 | JEA
LS-001111 | 2336 HUCKINGS CT | 54554 | East Grid | Duval | 2001-07-10 | 2001-07-10 | JEA
LS-001114 | 2798 HUFFMAN BV | 1457 | East Grid | Duval | 1982-01-01 | 1982-01-01 | JEA | 3465989.72 | 7000
LS-001115 | 3092 HUFFMAN BV | 1874 | East Grid | Duval | 1980-01-01 | 1980-01-01 | JEA
LS-001116 | 2601 HUGH EDWARDS DR | 1539 | West Grid | Duval | 2003-11-03 | 2003-11-03 | JEA
LS-001117 | 4212 HUNTINGTON FOREST DR | 1849 | South Grid | Duval | 1999-07-13 | 1999-07-13 | JEA
LS-001120 | I95 REST AREA NORTHBOUND | 185412 | St Johns Grid | Duval | 2001-04-01 | 2001-04-01 | JEA
LS-001121 | I95 REST AREA SOUTHBOUND | 54556 | St Johns Grid | St Johns | 2008-03-11 | 2008-03-11 | JEA
LS-001122 | 13961 IBIS POINT BV | 1354 | East Grid | Duval | 1980-01-01 | 1980-01-01 | JEA
LS-001123 | 1492 IMESON RD | 1244 | West Grid | Duval | 1992-01-01 | 1992-01-01 | JEA
LS-001129 | 3421 INDIAN CREEK BV | 9602 | St Johns Grid | Duval | 1997-07-31 | 1997-07-31 | JEA
LS-001130 | 2142 INDIAN SPRINGS DR | 1699 | East Grid | Duval | 1980-01-01 | 1980-01-01 | JEA
LS-001131 | 10468 INDIAN WALK RD | 2018 | South Grid | Duval | 1980-01-01 | 1980-01-01 | JEA
LS-001133 | 7535 INTERNATIONAL VILLAGE DR | 12801 | East Grid | Duval | 2000-03-29 | 2000-03-29 | JEA
LS-001134 | 8083 INTERNATIONAL VILLAGE DR | 23043 | East Grid | Duval | 1988-08-02 | 1988-08-02 | JEA
LS-001136 | 7702 INVERMERE BV | 1116 | West Grid | Duval | 1994-01-01 | 1994-01-01 | JEA
LS-001137 | 7305 IRVING SCOTT DR | 2062 | North Grid | Duval | 1980-01-01 | 1980-01-01 | JEA
LS-001138 | 933 ISLAND POINT DR | 52937 | North Grid | Duval | 2006-08-21 | 2006-08-21 | JEA
LS-001139 | 112 ISLESBROOK PY | 72175 | St Johns Grid | Duval | 2007-02-20 | 2007-02-20 | JEA | 243859.4124 | 1241.0038
LS-001141 | 1318 IVYHEDGE AV | 72174 | St Johns Grid | St Johns | 2003-10-21 | 2003-10-21 | FPL
LS-001142 | 5642 J RAY CR S | 1301 | South Grid | Duval | 1954-01-01 | 1954-01-01 | JEA | 421000.0617 | 2000
LS-001144 | 1956 JAMMES RD | 54557 | West Grid | Duval | 2008-03-11 | 2008-03-11 | JEA
LS-001145 | 5001 JAMMES RD | 1652 | West Grid | Duval | 1999-10-13 | 1999-10-13 | JEA
LS-001146 | 5541 JAMMES RD | 1374 | West Grid | Duval | 1989-01-01 | 1989-01-01 | JEA
LS-001147 | 6034 JAMMES RD | 10891 | West Grid | Duval | 2003-07-02 | 2003-07-02 | JEA
LS-001156 | 11477 JERRY ADAMS DR | 12811 | North Grid | Duval | 2004-06-15 | 2004-06-15 | JEA
LS-001157 | 8694 JESSIE B SMITH CT | 1779 | West Grid | Duval | 1998-01-01 | 1998-01-01 | JEA
LS-001159 | 12791 JOEANDY RD N | 1998 | East Grid | Duval | 1980-01-01 | 1980-01-01 | JEA
LS-001160 | 2465 JOHN PROM BV | 1070 | East Grid | Duval | 1980-01-01 | 1980-01-01 | JEA
LS-001161 | 231 JOHNS CREEK PY | 54559 | St Johns Grid | St Johns | 2004-02-05 | 2004-02-05 | FPL
LS-001162 | 391 JOHNS CREEK PY | 54558 | St Johns Grid | St Johns | 2004-02-05 | 2004-02-05 | FPL
LS-001163 | 9343 JOLORU DR | 1782 | West Grid | Duval | 1988-01-01 | 1988-01-01 | JEA
LS-001164 | 1143 JONES CREEK DR | 24017 | East Grid | Duval | 1999-07-28 | 1999-07-28 | JEA
LS-001165 | 8241 JOSE CIRCLE W | 1606 | South Grid | Duval | 1989-11-01 | 1989-11-01 | JEA
LS-001166 | 14450 JOSE VEDRA BV | 21765 | East Grid | Duval | 1986-12-02 | 1986-12-02 | JEA
LS-001169 | 3805 JULIA MARIE DR | 12809 | West Grid | Duval | 2003-05-20 | 2003-05-20 | JEA
LS-001172 | 9764 JUPITER CT S | 2036 | East Grid | Duval | 1970-01-01 | 1970-01-01 | JEA
LS-001173 | 5624 KEATON LAKE DR | 2028 | South Grid | Duval | 1980-01-01 | 1980-01-01 | JEA
LS-001174 | 7260 KEN KNIGHT DR W | 1487 | North Grid | Duval | 1980-01-01 | 1980-01-01 | JEA
LS-001176 | 9687 KENDALL POINT DR | 20801 | East Grid | Duval | 2005-06-01 | 2005-06-01 | JEA
LS-001177 | 3214 KENISTON LN | 16963 | East Grid | Duval | 1957-10-07 | 1957-10-07 | JEA
LS-001178 | 10656 KENNEDY LN | 1573 | South Grid | Duval | 1991-10-10 | 1991-10-10 | JEA | 328643.36 | 1500
LS-001181 | 12312 KENSINGTON LAKES DR | 1698 | East Grid | Duval | 1980-01-01 | 1980-01-01 | JEA
LS-001184 | 102 KERNAN BV N | 52354 | East Grid | Duval | 1999-05-21 | 1999-05-21 | JEA
LS-001185 | 3431 KERNAN BV S | 1919 | East Grid | Duval | 1980-01-01 | 1980-01-01 | JEA | 263000 | 1547.9593
LS-001186 | 4800 KERNAN BV S | 52385 | East Grid | Duval | 2002-05-02 | 2002-05-02 | JEA
LS-001187 | 5103 KERNAN BV S | 1056 | East Grid | Duval | 2000-11-28 | 2000-11-28 | JEA | 71811.324 | 497.6993
LS-001189 | 12591 KERNAN FOREST BV | 10888 | East Grid | Duval | 2003-07-17 | 2003-07-17 | JEA
LS-001192 | 10800 KEY HAVEN BV | 399645 | North Grid | Duval | 2025-03-05 | 2025-03-05 | JEA | 624541.07 | 1090
LS-001193 | 8138 KILKELLY LN S | 8327 | West Grid | Duval | 1994-09-30 | 1994-09-30 | JEA
LS-001195 | 4140 KINGSBURY ST | 1154 | West Grid | Duval | 2012-10-08 | 2012-10-08 | JEA | 1043219.72 | 5400
LS-001196 | 168 Seaside Vista Ct | 21763 | St Johns Grid | St Johns | 1988-01-01 | 1988-01-01 | FPL
LS-001197 | 5730 KINLOCK DR S | 1279 | North Grid | Duval | 1995-09-15 | 1995-09-15 | JEA | 197701.63 | 1450
LS-001199 | 3601 KIRKPATRICK DR | 72142 | West Grid | Duval | 2007-09-16 | 2007-09-16 | JEA
LS-001200 | 3221 KLINE RD | 54560 | East Grid | Duval | 1981-07-01 | 1981-07-01 | JEA
LS-001201 | 1140 KNOLL DR W | 1284 | West Grid | Duval | 1950-01-01 | 1950-01-01 | JEA
LS-001203 | 3747 KORI RD | 1850 | South Grid | Duval | 1980-01-01 | 1980-01-01 | JEA
LS-001204 | 2044 KUSAIE DR | 1330 | East Grid | Duval | 1970-01-01 | 1970-01-01 | JEA
LS-001205 | 5549 LA MOYA AV | 1376 | West Grid | Duval | 2004-04-14 | 2004-04-14 | JEA
LS-001206 | 2004 LA VACA RD | 17285 | South Grid | Duval | 1988-06-22 | 1988-06-22 | JEA
LS-001207 | 4181 LA VISTA CR | 16648 | South Grid | Duval | 1984-12-11 | 1984-12-11 | JEA | 231680.2743 | 1048.3784
LS-001209 | 688 LADY LAKE RD | 12492 | North Grid | Duval | 2004-05-06 | 2004-05-06 | JEA
LS-001210 | 65134 LAGOON FOREST DR | 72169 | Nassau Grid | Nassau | 2007-04-12 | 2007-04-12 | FPL
LS-001211 | 11845 LAKE BEND CR | 29185 | North Grid | Duval | 2004-10-15 | 2004-10-15 | JEA
LS-001212 | 13433 LAKE FRETWELL ST | 32273 | West Grid | Duval | 2005-05-02 | 2005-05-02 | JEA
LS-001215 | 12551 LAKE GARDENS DR | 10572 | South Grid | Duval | 2001-09-14 | 2001-09-14 | JEA
LS-001216 | 6130 LAKE GRAY BV | 2243 | West Grid | Duval | 1987-06-30 | 1987-06-30 | JEA
LS-001218 | 6195 LAKE LUGANO DR | 19207 | South Grid | Duval | 1967-09-22 | 1967-09-22 | JEA
LS-001219 | 11160 LAKE MANDARIN CR W | 1722 | South Grid | Duval | 1970-01-01 | 1970-01-01 | JEA
LS-001220 | 1900 PALMDALE ST | 1745 | North Grid | Duval | 2000-11-20 | 2000-11-20 | JEA
LS-001221 | 155 LAKE RUN BV | 14081 | North Grid | Duval | 2004-03-03 | 2004-03-03 | JEA
LS-001222 | 1755 LAKE SHORE BV | 1110 | West Grid | Duval | 2001-01-10 | 2001-01-10 | JEA
LS-001224 | 4294 LAKESIDE DR | 1371 | West Grid | Duval | 1982-01-01 | 1982-01-01 | JEA
LS-001226 | 5391 LAMAR DR | 1255 | West Grid | Duval | 1978-01-01 | 1978-01-01 | JEA
LS-001228 | 8869 LANCASHIRE DR | 9922 | North Grid | Duval | 2002-11-15 | 2002-11-15 | JEA
LS-001251 | 1171 LANE AV S | 1683 | West Grid | Duval | 1991-01-01 | 1991-01-01 | JEA
LS-001261 | 1973 LANE AV S | 54563 | West Grid | Duval | 2001-09-04 | 2001-09-04 | JEA
LS-001263 | 11787 LANIER CREEK DR | 89409 | South Grid | Duval | 2007-08-01 | 2007-08-01 | JEA
LS-001265 | 13333 LANIER RD | 1909 | North Grid | Duval | 1970-01-01 | 1970-01-01 | JEA
LS-001266 | 1700 LANSDOWNE DR | 54562 | East Grid | Duval | 2008-03-11 | 2008-03-11 | JEA
LS-001267 | 2421 LANSDOWNE DR | 1138 | East Grid | Duval | 1980-01-01 | 1980-01-01 | JEA
LS-001268 | 2538 LANTANA AV | 20173 | North Grid | Duval | 1957-01-01 | 1957-01-01 | JEA
LS-001269 | 2841 LANTANNA LAKES DR E | 1204 | East Grid | Duval | 1980-01-01 | 1980-01-01 | JEA
LS-001270 | 7600 LAS PALMAS WY | 16654 | South Grid | Duval | 1971-12-09 | 1971-12-09 | JEA
LS-001271 | 939 LAS ROBIDA DR | 33889 | East Grid | Duval | 2009-06-19 | 2009-06-19 | JEA
LS-001272 | 3640 LAS VEGAS | 1315 | South Grid | Duval | 1980-01-01 | 1980-01-01 | JEA
LS-001273 | 2320 LATRIUM CR N | 35489 | St Johns Grid | St Johns | 1978-12-19 | 1978-12-19 | BEACHES E
LS-001274 | 1023 LAURA ST N | 1944 | North Grid | Duval | 1950-01-01 | 1950-01-01 | JEA | 451144.14 | 4000
LS-001275 | 331 LAURINA ST | 1917 | East Grid | Duval | 1973-12-13 | 1973-12-13 | JEA
LS-001276 | 10410 LAWSON RD | 1860 | East Grid | Duval | 2004-02-12 | 2004-02-12 | JEA
LS-001277 | 536 LE MASTER DR | 37169 | St Johns Grid | St Johns | 1974-01-17 | 1974-01-17 | BEACHES E
LS-001278 | 4676 LEAH CREEK DR | 2245 | South Grid | Duval | 2001-07-12 | 2001-07-12 | JEA
LS-001279 | 196 LEATHERLEAF DR | 2001 | East Grid | Duval | 1982-01-01 | 1982-01-01 | JEA
LS-001281 | 3596 LEESBURG DR | 1141 | East Grid | Duval | 2012-03-30 | 2012-03-30 | JEA
LS-001284 | 10600 LEM TURNER RD | 1458 | North Grid | Duval | 1980-01-01 | 1980-01-01 | JEA
LS-001311 | 9495 LEM TURNER RD | 29844 | North Grid | Duval | 1997-06-03 | 1997-06-03 | JEA
LS-001324 | 7702 LENOX AV | 1987 | West Grid | Duval | 1950-01-01 | 1950-01-01 | JEA | 1246091.49 | 4050
LS-001328 | 87073 LENTZ RD | 72097 | Nassau Grid | Nassau | 2005-05-19 | 2005-05-19 | FPL
LS-001329 | 9400 LEO MAGUIRE PY | 30546 | St Johns Grid | St Johns | 2007-07-31 | 2007-07-31 | FPL
LS-001330 | 470 SAMPSON WAY | 54564 | St Johns Grid | St Johns | 2002-05-10 | 2002-05-10 | FPL
LS-001340 | 3975 LEONNIE RD | 1939 | North Grid | Duval | 1980-01-01 | 1980-01-01 | JEA
LS-001341 | 2010 LEWIS INDUSTRIAL DR | 1546 | West Grid | Duval | 1970-01-01 | 1970-01-01 | JEA
LS-001344 | LIGHTHOUSE POINT 1 | 12807 | Nassau Grid | Nassau | 2003-07-16 | 2003-07-16 | FPL
LS-001345 | 2 LIGHTHOUSE PT | 48801 | Nassau Grid | Nassau | 2003-09-09 | 2003-09-09 | FPL
LS-001348 | 7863 LITTLE FOX LN | 1840 | South Grid | Duval | 1950-01-01 | 1950-01-01 | JEA
LS-001349 | 2588 LOFBERG DR | 1579 | South Grid | Duval | 1980-01-01 | 1980-01-01 | JEA | 310867.91 | 1800
LS-001351 | 12080 LONDON LAKE DR W | 54565 | South Grid | Duval | 2002-02-25 | 2002-02-25 | JEA
LS-001355 | 10400 LONE STAR RD | 18887 | East Grid | Duval | 1989-05-18 | 1989-05-18 | JEA
LS-001356 | 4797 LONG BOW RD | 1509 | West Grid | Duval | 1950-01-01 | 1950-01-01 | JEA
LS-001357 | 5175 LONGLEAF ST | 1147 | North Grid | Duval | 2003-03-17 | 2003-03-17 | JEA
LS-001358 | 11610 LONGWOOD KEY DR E | 1879 | North Grid | Duval | 1989-04-19 | 1989-04-19 | JEA
LS-001359 | 4064 LONICERA LOOP | 10562 | St Johns Grid | Duval | 2001-12-06 | 2001-12-06 | JEA
LS-001361 | 7000 LORAIN ST | 1533 | North Grid | Duval | 1954-01-01 | 1954-01-01 | JEA
LS-001362 | 792 LORD NELSON BV | 12802 | North Grid | Duval | 2004-05-03 | 2004-05-03 | JEA
LS-001363 | 4008 LORETTO RD | 1196 | South Grid | Duval | 1980-01-01 | 1980-01-01 | JEA
LS-001364 | 11065 LOSCO JUNCTION DR | 1439 | South Grid | Duval | 1980-01-01 | 1980-01-01 | JEA
LS-001365 | 4440 LOSCO RD | 1063 | South Grid | Duval | 1970-01-01 | 1970-01-01 | JEA
LS-001367 | 4930 LOSCO RD | 1854 | South Grid | Duval | 1980-01-01 | 1980-01-01 | JEA
LS-001368 | 5141 LOSCO RD | 1190 | South Grid | Duval | 1970-01-01 | 1970-01-01 | JEA
LS-001369 | 10747 LOST PINES DR | 1862 | East Grid | Duval | 1980-01-01 | 1980-01-01 | JEA
LS-001370 | 11038 LOTHMORE RD | 54169 | West Grid | Duval | 2005-07-29 | 2005-07-29 | JEA
LS-001371 | 900 LOTUS LN S | 1964 | St Johns Grid | Duval | 1994-10-26 | 1994-10-26 | JEA
LS-001372 | 6331 LOUIS CLARK CT | 52945 | West Grid | Duval | 2005-07-15 | 2005-07-15 | JEA
LS-001373 | 2045 LUANA DR E | 1861 | East Grid | Duval | 1985-01-01 | 1985-01-01 | JEA
LS-001374 | 2323 LUANA DR E | 1332 | East Grid | Duval | 1979-01-01 | 1979-01-01 | JEA
LS-001375 | 7709 LUEDERS AV | 41329 | North Grid | Duval | 2005-10-14 | 2005-10-14 | JEA
LS-001377 | 16433 MAGNOLIA GROVE WY | 54713 | North Grid | Duval | 2007-07-13 | 2007-07-13 | JEA
LS-001378 | 189 MAHOGANY BAY DR | 72110 | St Johns Grid | Duval | 2007-03-28 | 2007-03-28 | JEA
LS-001382 | 39 MAJESTIC EAGLE DR | 72176 | St Johns Grid | St Johns | 2007-08-02 | 2007-08-02 | FPL
LS-001383 | 3482 MAJESTIC OAKS DR | 1220 | East Grid | Duval | 1970-01-01 | 1970-01-01 | JEA
LS-001384 | 1353 MALLARD LANDING BV | 24321 | St Johns Grid | Duval | 1993-08-01 | 1993-08-01 | JEA
LS-001385 | 1896 MALLORY ST | 1597 | West Grid | Duval | 2004-02-03 | 2004-02-03 | JEA
LS-001388 | 11741 MANDARIN RD | 1185 | South Grid | Duval | 1980-01-01 | 1980-01-01 | JEA
LS-001390 | 12931 MANDARIN RD | 1121 | South Grid | Duval | 1985-01-01 | 1985-01-01 | JEA
LS-001392 | 14842 MANDARIN RD | 54568 | South Grid | Duval | 2005-02-07 | 2005-02-07 | JEA
LS-001394 | 11328 MANDARIN RIDGE LN | 2022 | South Grid | Duval | 1998-08-13 | 1998-08-13 | JEA
LS-001396 | 2235 MANEY DR | 1134 | South Grid | Duval | 1980-01-01 | 1980-01-01 | JEA
LS-001397 | 2962 MANGROVE AV | 1869 | East Grid | Duval | 1970-01-01 | 1970-01-01 | JEA
LS-001399 | 1466 MANOTAK OAKS | 54567 | West Grid | Duval | 2006-01-13 | 2006-01-13 | JEA
LS-001400 | 5689 MARATHON PY | 1510 | West Grid | Duval | 1970-01-01 | 1970-01-01 | JEA
LS-001401 | 10366 MARBLE EGRET DR | 1319 | South Grid | Duval | 1985-01-01 | 1985-01-01 | JEA
LS-001402 | 1030 MARCY ST | 1777 | North Grid | Duval | 1970-01-01 | 1970-01-01 | JEA
LS-001403 | 1616 MARDIS PL E | 1505 | West Grid | Duval | 1988-01-01 | 1988-01-01 | JEA
LS-001407 | 225 MARISCO WY | 52561 | West Grid | Duval | 2004-11-01 | 2004-11-01 | JEA
LS-001410 | 4790 MARSH HAMMOCK DR | 21450 | East Grid | Duval | 1981-10-16 | 1981-10-16 | JEA
LS-001411 | 13708 MARSH HARBOR DR N | 41681 | East Grid | Duval | 1998-04-02 | 1998-04-02 | JEA
LS-001412 | 14657 MARSH ISLAND LN | 21455 | East Grid | Duval | 1999-09-28 | 1999-09-28 | JEA
LS-001413 | 96135 MARSH LAKES | 32257 | Nassau Grid | Nassau | 1987-11-12 | 1987-11-12 | FPL
LS-001414 | 188 MARSHVIEW HAVEN DR | 54569 | St Johns Grid | St Johns | 2004-01-27 | 2004-01-27 | FPL
LS-001415 | 11399 MARTIN LAKE CT | 16004 | West Grid | Duval | 2004-11-17 | 2004-11-17 | JEA
LS-001416 | 11405 MARTIN LAKE DR | 9285 | West Grid | Duval | 2003-01-15 | 2003-01-15 | JEA
LS-001417 | 5936 MARTIN LUTHER KING DR | 1363 | North Grid | Duval | 1950-01-01 | 1950-01-01 | JEA
LS-001420 | 2530 MAYAPPLE RD E | 27969 | East Grid | Duval | 1993-05-06 | 1993-05-06 | JEA
LS-001423 | 2304 MCMILLAN ST | 2068 | North Grid | Duval | 1998-02-12 | 1998-02-12 | JEA | 6192245.34 | 23500
LS-001424 | 11803 MCCORMICK RD | 27585 | East Grid | Duval | 2009-02-28 | 2009-02-28 | JEA
LS-001425 | 12943 MCCORMICK RD | 15051 | East Grid | Duval | 1990-09-21 | 1990-09-21 | JEA
LS-001428 | 2251 MCCOY CREEK BV | 1419 | North Grid | Duval | 1966-01-01 | 1966-01-01 | JEA | 49977.1533 | 522.7045
LS-001430 | 4170 MCGIRTS BV | 1370 | West Grid | Duval | 2011-02-17 | 2011-02-17 | JEA
LS-001431 | 10516 MCGIRTS CREEK DR | 1785 | West Grid | Duval | 2001-02-09 | 2001-02-09 | JEA
LS-001432 | 1895 MCGIRTS POINT BV | 44561 | West Grid | Duval | 2006-11-08 | 2006-11-08 | JEA
LS-001434 | 10577 MCLAURIN RD E | 19215 | South Grid | Duval | 1997-06-26 | 1997-06-26 | JEA
LS-001435 | 10342 MEADOW POINT DR | 1247 | West Grid | Duval | 1999-07-01 | 1999-07-01 | JEA
LS-001436 | 7901 MEADOW VISTA DR | 54571 | South Grid | Duval | 1971-02-18 | 1971-02-18 | JEA
LS-001437 | 12785 MEADOWSWEET LN | 1037 | East Grid | Duval | 1980-01-01 | 1980-01-01 | JEA
LS-001439 | 3801 MEEK DR | 54572 | East Grid | Duval | 1959-02-21 | 1959-02-21 | JEA
LS-001440 | 7619 MELVIN RD | 18890 | West Grid | Duval | 2005-05-27 | 2005-05-27 | JEA
LS-001441 | 1410 MENLO AV | 1910 | North Grid | Duval | 1998-04-22 | 1998-04-22 | JEA | 249384.62 | 1490
LS-001443 | 41 MENTORIA RD | 52278 | Nassau Grid | Nassau | 1995-05-01 | 1995-05-01 | FPL
LS-001444 | 2200 MERCER CR S | 1603 | South Grid | Duval | 1980-01-01 | 1980-01-01 | JEA
LS-001445 | 8446 MERCHANT WALK | 31298 | West Grid | Duval | 2004-02-08 | 2004-02-08 | JEA
LS-001446 | 8120 MERCHANTS GATE DR | 52899 | West Grid | Duval | 2005-11-01 | 2005-11-01 | JEA
LS-001450 | 11815 MERGANSER WY | 1385 | South Grid | Duval | 1980-01-01 | 1980-01-01 | JEA
LS-001452 | 7732 MERRILL RD | 27873 | East Grid | Duval | 1960-03-04 | 1960-03-04 | JEA | 263267.53 | 720
LS-001454 | 4401 MERRIMAC AV | 1648 | West Grid | Duval | 1983-01-01 | 1983-01-01 | JEA
LS-001455 | 12237 MESA VERDE TR | 1384 | South Grid | Duval | 1980-01-01 | 1980-01-01 | JEA
LS-001456 | METRO PARK | 54574 | h | Duval | 2004-07-21 | 2004-07-21 | JEA
LS-001458 | 937 MIKAEL AV | 1695 | West Grid | Duval | 1980-01-01 | 1980-01-01 | JEA
LS-001459 | 1030 MILL CREEK RD | 1529 | East Grid | Duval | 2001-06-30 | 2001-06-30 | JEA | 184355.3 | 1490
LS-001461 | 9411 MILL SPRINGS RD | 2021 | South Grid | Duval | 1980-01-01 | 1980-01-01 | JEA
LS-001462 | 1400 MILLCOE RD | 22081 | East Grid | Duval | 1993-02-25 | 1993-02-25 | JEA
LS-001463 | 7202 MIMOSA GROVE TL | 1812 | West Grid | Duval | 1980-01-01 | 1980-01-01 | JEA
LS-001464 | 11004 MINDANAO DR S | 1635 | East Grid | Duval | 1970-01-01 | 1970-01-01 | JEA
LS-001466 | 85537 MINER RD | 11202 | Nassau Grid | Nassau | 2002-05-29 | 2002-05-29 | FPL
LS-001467 | 5872 MINING TR | 1440 | South Grid | Duval | 1970-01-01 | 1970-01-01 | JEA
LS-001468 | 5423 MINOSA CT | 1677 | North Grid | Duval | 1988-01-01 | 1988-01-01 | JEA
LS-001469 | 12501 MISSION HILLS DR | 16003 | East Grid | Duval | 1989-01-23 | 1989-01-23 | JEA
LS-001470 | 3900 MISSION HILLS DR E | 16001 | East Grid | Duval | 1989-01-23 | 1989-01-23 | JEA
LS-001471 | 4840 MISSISSIPPI CT | 1239 | North Grid | Duval | 1982-08-02 | 1982-08-02 | JEA
LS-001472 | 8017 MISTY MEADOW CT N | 11201 | West Grid | Duval | 2003-12-04 | 2003-12-04 | JEA
LS-001473 | 12090 MISTY WATER DR N | 10574 | East Grid | Duval | 2001-06-05 | 2001-06-05 | JEA
LS-001474 | 6781 MISTYVIEW DR | 52898 | West Grid | Duval | 2007-08-01 | 2007-08-01 | JEA
LS-001475 | 3942 MONCRIEF RD | 136117 | North Grid | Duval | 1980-01-01 | 1980-01-01 | JEA
LS-001476 | 4861 MONCRIEF RD | 54576 | North Grid | Duval | 2006-08-01 | 2006-08-01 | JEA
LS-001477 | 5447 MONCRIEF RD W | 1238 | North Grid | Duval | 1980-01-01 | 1980-01-01 | JEA
LS-001479 | 5001 MONROE FOREST DR | 30161 | South Grid | Duval | 2006-08-16 | 2006-08-16 | JEA
LS-001480 | 3780 MONTEBELLO WY | 54575 | East Grid | Duval | 2006-07-12 | 2006-07-12 | JEA
LS-001481 | 7819 MONTEREY BAY DR | 12482 | South Grid | Duval | 2001-09-11 | 2001-09-11 | JEA
LS-001482 | 11238 MONUMENT LANDING BV | 1758 | East Grid | Duval | 1980-01-01 | 1980-01-01 | JEA
LS-001484 | 1154 MONUMENT RD | 19209 | East Grid | Duval | 2000-01-03 | 2000-01-03 | JEA
LS-001485 | 1453 MONUMENT RD | 16964 | East Grid | Duval | 1970-01-15 | 1970-01-15 | JEA
LS-001486 | 1500 MONUMENT RD | 25921 | East Grid | Duval | 1986-09-30 | 1986-09-30 | JEA
LS-001487 | 1701 MONUMENT RD | 18895 | East Grid | Duval | 1978-03-15 | 1978-03-15 | JEA
LS-001488 | 3333 MONUMENT RD | 15363 | East Grid | Duval | 1985-10-11 | 1985-10-11 | JEA
LS-001489 | 4245 MONUMENT RD | 15045 | East Grid | Duval | 1983-09-14 | 1983-09-14 | JEA
LS-001490 | 4621 MONUMENT POINT CR | 14728 | East Grid | Duval | 1988-01-01 | 1988-01-01 | JEA
LS-001491 | 12629 MOOSE RD | 1908 | North Grid | Duval | 1980-01-01 | 1980-01-01 | JEA
LS-001492 | 5631 MORET DR | 1114 | West Grid | Duval | 2005-11-21 | 2005-11-21 | JEA
LS-001493 | 6600 MORET DR S | 25922 | West Grid | Duval | 1957-03-12 | 1957-03-12 | JEA
LS-001496 | 4516 MORRISON ST | 1397 | North Grid | Duval | 1950-01-01 | 1950-01-01 | JEA
LS-001498 | 6084 MORSE AVE | 59969 | West Grid | Duval | 2007-06-01 | 2007-06-01 | JEA
LS-001499 | 6101 MORSE AV | 19844 | West Grid | Duval | 2005-04-26 | 2005-04-26 | JEA
LS-001500 | 6857 MORSE AV | 12808 | West Grid | Duval | 2008-05-01 | 2008-05-01 | JEA
LS-001503 | 4990 MORVEN RD | 1653 | West Grid | Duval | 1982-01-01 | 1982-01-01 | JEA
LS-001504 | 15598 MOSS HOLLOW DR | 54577 | North Grid | Duval | 2000-11-17 | 2000-11-17 | JEA
LS-001505 | 11629 MOSSY WY | 1522 | South Grid | Duval | 1966-01-01 | 1966-01-01 | JEA
LS-001506 | 11433 KINGSLEY MANOR WAY | 14736 | East Grid | Duval | 1985-07-25 | 1985-07-25 | JEA
LS-001508 | 4513 MOUNTAIN BROOK LN E | 1425 | East Grid | Duval | 1985-01-01 | 1985-01-01 | JEA
LS-001509 | 12934 MT PLEASANT RD | 15369 | East Grid | Duval | 1989-01-23 | 1989-01-23 | JEA
LS-001512 | 55 MYRTLE AV | 52882 | North Grid | Duval | 2001-01-01 | 2001-01-01 | JEA | 299000 | 3212.0857
LS-001516 | 96091 NASSAU PL | 36769 | Nassau Grid | Nassau | 2000-04-24 | 2000-04-24 | FPL
LS-001517 | 10965 NATALIE DR | 54578 | North Grid | Duval | 2001-08-31 | 2001-08-31 | JEA
LS-001518 | 8205 NATIONS WY | 1175 | South Grid | Duval | 2005-06-26 | 2005-06-26 | JEA
LS-001520 | 1082 NELSON ST | 1417 | West Grid | Duval | 1967-01-01 | 1967-01-01 | JEA
LS-001522 | 981 NESTING SWALLOW DR | 1297 | East Grid | Duval | 1982-01-01 | 1982-01-01 | JEA
LS-001533 | 1490 NEW BERLIN RD | 10886 | North Grid | Duval | 2003-04-08 | 2003-04-08 | JEA
LS-001536 | 3401 NEW BERLIN RD | 2059 | North Grid | Duval | 1989-01-01 | 1989-01-01 | JEA
LS-001558 | 5589 NEW WORLD BV | 21442 | West Grid | Duval | 2004-02-19 | 2004-02-19 | JEA
LS-001559 | 5987 NEW WORLD AVE | 33873 | West Grid | Duval | 2007-04-16 | 2007-04-16 | JEA
LS-001561 | NGS 1_LS01 | 105750 | North Grid | Duval | 2000-01-01 | 2000-01-01 | JEA
LS-001562 | NGS 2_LS01 | 54581 | North Grid | Duval | 2010-05-13 | 2010-05-13 | JEA
LS-001563 | NGS 3 | 54582 | North Grid | Duval | 2006-01-01 | 2006-01-01 | JEA
LS-001564 | NGS 4 | 54583 | North Grid | Duval | 2006-01-01 | 2006-01-01 | JEA
LS-001565 | 2078 NIBLICK DR | 1157 | West Grid | Duval | 2014-03-01 | 2014-03-01 | JEA
LS-001566 | 76210 NICHOLAS CUTINHA RD | 52279 | Nassau Grid | Nassau | 2001-10-09 | 2001-10-09 | FPL
LS-001574 | 5121 NORMANDY BV | 1416 | West Grid | Duval | 1954-01-01 | 1954-01-01 | JEA
LS-001585 | 7764 NORMANDY BV | 1682 | West Grid | Duval | 1982-01-01 | 1982-01-01 | JEA
LS-001593 | 9330 NORMANDY BV | 1644 | West Grid | Duval | 1998-01-01 | 1998-01-01 | JEA
LS-001594 | 9800 NORMANDY BV | 1643 | West Grid | Duval | 1994-01-01 | 1994-01-01 | JEA
LS-001596 | 8121 NOROAD | 1541 | West Grid | Duval | 1999-08-02 | 1999-08-02 | JEA
LS-001597 | 8591 NOROAD DRIVE | 72118 | West Grid | Duval | 2007-06-05 | 2007-06-05 | JEA
LS-001598 | 6247 NORSE DR | 27922 | West Grid | Duval | 1979-08-07 | 1979-08-07 | JEA
LS-001600 | 115 NORTH DURBIN PY | 52897 | St Johns Grid | Duval | 2007-02-12 | 2007-02-12 | JEA
LS-001601 | 585 NORTH DURBIN PY | 72117 | St Johns Grid | Duval | 2007-04-03 | 2007-04-03 | JEA
LS-001605 | 11551 NORTH RIDE CR W | 1967 | South Grid | Duval | 1950-01-01 | 1950-01-01 | JEA
LS-001606 | 7668 NORTH SHORE DR | 1981 | North Grid | Duval | 1950-01-01 | 1950-01-01 | JEA
LS-001607 | 6947 NORWOOD AV | 1602 | North Grid | Duval | 1985-01-01 | 1985-01-01 | JEA | 496694.57 | 2300
LS-001608 | 801-1 NOTTAGE HILL ST | 63777 | St Johns Grid | St Johns | 2006-06-03 | 2006-06-03 | FPL
LS-001609 | 1648 NOTTINGHAM KNOLL DR | 1924 | East Grid | Duval | 1997-10-25 | 1997-10-25 | JEA
LS-001610 | 4423 JIGGERMAST AV | 14729 | East Grid | Duval | 1978-11-29 | 1978-11-29 | JEA
LS-001611 | 11487 OAK LAWN RD | 23361 | North Grid | Duval | 2005-11-14 | 2005-11-14 | JEA
LS-001613 | 2034 OAK WATER DR | 16655 | East Grid | Duval | 1983-07-06 | 1983-07-06 | JEA
LS-001615 | 573 OAKLEAF PLANTATION PY | 52915 | West Grid | Clay | 2006-10-13 | 2006-10-13 | CLAY E
LS-001616 | 785-2 OAKLEAF PLANTATION | 30615 | West Grid | Clay | 2005-04-18 | 2005-04-18 | CLAY E
LS-001617 | 786 OAKLEAF PLANTATION PY | 30616 | West Grid | Clay | 2010-09-22 | 2010-09-22 | CLAY E
LS-001619 | 103 OCEAN GRAND BV | 54584 | St Johns Grid | St Johns | 2008-03-11 | 2008-03-11 | FPL
LS-001623 | 150 OLD BLUFF DR | 55137 | St Johns Grid | St Johns | 2007-01-03 | 2007-01-03 | FPL
LS-001624 | 5447 OLD COLONY DR | 54609 | West Grid | Duval | 2006-08-30 | 2006-08-30 | JEA
LS-001626 | 6305 OLD KINGS RD N | 1536 | North Grid | Duval | 1993-01-01 | 1993-01-01 | JEA
LS-001627 | 8198 OXFORD FOREST DR | 1837 | South Grid | Duval | 1976-01-01 | 1976-01-01 | JEA
LS-001628 | 8153 OLD KINGS RD S | 18884 | South Grid | Duval | 1979-08-06 | 1979-08-06 | JEA
LS-001629 | 8833 OLD KINGS RD S | 54610 | South Grid | Duval | 1999-02-08 | 1999-02-08 | JEA
LS-001630 | 8884 OLD KINGS RD S | 1622 | South Grid | Duval | 1999-02-08 | 1999-02-08 | JEA
LS-001631 | 9391 OLD KINGS RD S | 2023 | South Grid | Duval | 1980-01-01 | 1980-01-01 | JEA
LS-001637 | 6712 OLD MIDDLEBURG RD | 10889 | West Grid | Duval | 2003-09-25 | 2003-09-25 | JEA
LS-001639 | 7184 OLD PIONEER ROAD | 67617 | West Grid | Duval | 2008-08-25 | 2008-08-25 | JEA
LS-001643 | 12905 ST AUGUSTINE RD | 9923 | South Grid | Duval | 2001-11-14 | 2001-11-14 | JEA
LS-001644 | 3902 OLD SUNBEAM RD | 1311 | South Grid | Duval | 1975-01-01 | 1975-01-01 | JEA
LS-001645 | 4193 OLDFIELD CROSSING DR | 207527 | South Grid | Duval | 1988-01-01 | 1988-01-01 | JEA
LS-001646 | 11969 OLDFIELD POINT DR | 1127 | South Grid | Duval | 1970-01-01 | 1970-01-01 | JEA
LS-001647 | 2520 ORANGE PICKER RD | 1123 | South Grid | Duval | 1985-01-01 | 1985-01-01 | JEA | 313188.31 | 1370
LS-001648 | 5349 ORTEGA BLUFF LN | 9282 | West Grid | Duval | 2002-07-18 | 2002-07-18 | JEA
LS-001649 | 7799 ORTEGA BLUFF PY | 9283 | West Grid | Duval | 2001-10-16 | 2001-10-16 | JEA
LS-001650 | 3801 ORTEGA BV | 1685 | West Grid | Duval | 1980-01-01 | 1980-01-01 | JEA
LS-001652 | 5004 ORTEGA FARMS BV | 1254 | West Grid | Duval | 1982-01-01 | 1982-01-01 | JEA
LS-001654 | 4959 ORTEGA HILLS DR | 30180 | West Grid | Duval | 1997-11-26 | 1997-11-26 | JEA
LS-001655 | 4659 ORTEGA ISLAND DR | 1651 | West Grid | Duval | 1980-01-01 | 1980-01-01 | JEA
LS-001657 | 8671 OSPREY LN | 2011 | South Grid | Duval | 1980-01-01 | 1980-01-01 | JEA
LS-001658 | 96515 OTTER RUN | 31937 | Nassau Grid | Nassau | 1988-02-03 | 1988-02-03 | FPL
LS-001659 | 7422 OVERLAND PARK BV | 1960 | West Grid | Duval | 1970-01-01 | 1970-01-01 | JEA
LS-001664 | 5303 Commissioners Dr | 54508 | East Grid | Duval | 2005-07-05 | 2005-07-05 | JEA
LS-001666 | 70A PABLO RD | 38193 | St Johns Grid | St Johns | 2007-08-03 | 2007-08-03 | BEACHES E
LS-001667 | 13288 PACEMAKER DR | 2002 | East Grid | Duval | 1985-01-01 | 1985-01-01 | JEA
LS-001668 | 3161 PADDLE BOAT LN | 1267 | South Grid | Duval | 1980-01-01 | 1980-01-01 | JEA
LS-001670 | 3580 PALL MALL DR | 1432 | South Grid | Duval | 1985-01-01 | 1985-01-01 | JEA
LS-001671 | 12928 PALMETTO GLADE DR | 1828 | East Grid | Duval | 1980-01-01 | 1980-01-01 | JEA
LS-001672 | 5512 PALMETTO INLET E | 15047 | East Grid | Duval | 1978-03-08 | 1978-03-08 | JEA
LS-001673 | 11182 PANTHER CREEK PY | 12485 | West Grid | Duval | 2003-10-21 | 2003-10-21 | JEA
LS-001674 | 37090 PARADISE COMMONS | 14082 | Nassau Grid | Nassau | 2001-04-06 | 2001-04-06 | FPL
LS-001683 | 4815 PARK ST | 21446 | West Grid | Duval | 2005-06-03 | 2005-06-03 | JEA
LS-001685 | 13437 PARKLAND RD | 16644 | West Grid | Duval | 2003-12-09 | 2003-12-09 | JEA | 275017.59 | 2730
LS-001686 | 8132 PARKRIDGE CR S | 37090 | East Grid | Duval | 1970-11-04 | 1970-11-04 | JEA
LS-001687 | 638 PARKVIEW DR | 1942 | West Grid | Duval | 1982-01-01 | 1982-01-01 | JEA
LS-001688 | 2450 PATSY ANNE DR | 1040 | East Grid | Duval | 2004-12-02 | 2004-12-02 | JEA
LS-001690 | 1124 PAWNEE PL | 1965 | St Johns Grid | Duval | 2000-01-24 | 2000-01-24 | JEA
LS-001692 | 3826 PEBBLE BROOKE CR S | 31633 | West Grid | Clay | 2003-04-28 | 2003-04-28 | CLAY E
LS-001694 | 14063 PECAN PARK RD | 13444 | North Grid | Duval | 2003-05-02 | 2003-05-02 | JEA
LS-001695 | 14201 PECAN PARK RD | 1234 | North Grid | Duval | 1991-04-17 | 1991-04-17 | JEA
LS-001696 | 14300 PECAN PARK RD | 1237 | North Grid | Duval | 1999-11-26 | 1999-11-26 | JEA
LS-001697 | 606 PECAN PARK RD | 2247 | North Grid | Duval | 2002-01-01 | 2002-01-01 | JEA
LS-001698 | 3475 PEELER RD | 20803 | East Grid | Duval | 1976-04-16 | 1976-04-16 | JEA
LS-001699 | 852 PEPPERVINE AV | 10570 | St Johns Grid | Duval | 2002-12-05 | 2002-12-05 | JEA
LS-001701 | 132 PEREGRINE CT | 1160 | East Grid | Duval | 1970-01-01 | 1970-01-01 | JEA
LS-001703 | 8784 PERIMETER PARK BV | 1053 | South Grid | Duval | 1980-01-01 | 1980-01-01 | JEA
LS-001704 | 4815 WESCONETT | 1507 | West Grid | Duval | 1954-01-01 | 1954-01-01 | JEA
LS-001706 | 6295 PETTIFORD DR E | 1403 | North Grid | Duval | 1966-01-01 | 1966-01-01 | JEA
LS-001709 | 10200 PHILIPS HY | 19842 | South Grid | Duval | 1991-02-07 | 1991-02-07 | JEA
LS-001713 | 3699 PHILIPS HY | 1474 | East Grid | Duval | 1954-01-01 | 1954-01-01 | JEA
LS-001714 | 3910 PHILIPS HY | 1897 | East Grid | Duval | 1990-01-01 | 1990-01-01 | JEA
LS-001750 | 6752 PHILIPS INDUSTRIAL BV E | 1066 | South Grid | Duval | 1990-01-01 | 1990-01-01 | JEA
LS-001753 | 2894 PHYLLIS ST | 1692 | West Grid | Duval | 1954-01-01 | 1954-01-01 | JEA
LS-001754 | 7605 PICKETT ST | 18568 | North Grid | Duval | 2005-07-13 | 2005-07-13 | JEA
LS-001755 | 1219 PICKETVILLE RD | 1497 | West Grid | Duval | 1980-01-01 | 1980-01-01 | JEA
LS-001764 | 9456 PICKWICK DR | 1430 | South Grid | Duval | 1980-01-01 | 1980-01-01 | JEA
LS-001765 | 96158 PIEDMONT DR | 15042 | Nassau Grid | Nassau | 2003-07-29 | 2003-07-29 | FPL
LS-001766 | 11003 PINE ACRES RD | 13448 | South Grid | Duval | 2004-04-22 | 2004-04-22 | JEA
LS-001768 | 14094 PINE ISLAND DR | 1895 | East Grid | Duval | 1992-01-01 | 1992-01-01 | JEA
LS-001770 | 861 PINE MOSS DR | 1082 | North Grid | Duval | 2001-03-26 | 2001-03-26 | JEA
LS-001773 | 7616 PLANTATION BAY DR | 54612 | West Grid | Duval | 2007-01-17 | 2007-01-17 | JEA
LS-001775 | 4191 PLANTATION OAKS BV | 54611 | West Grid | Clay | 2005-07-24 | 2005-07-24 | CLAY E
LS-001776 | 1826 PLANTATION OAKS DR | 1521 | South Grid | Duval | 1990-01-01 | 1990-01-01 | JEA
LS-001777 | 8201 PLAZA GATE LN | 15374 | South Grid | Duval | 1971-03-01 | 1971-03-01 | JEA
LS-001778 | 10613 PLUM HOLLOW DR | 1654 | West Grid | Duval | 1989-01-01 | 1989-01-01 | JEA
LS-001779 | 6972 PLUM LAKE DR | 1511 | West Grid | Duval | 1988-01-01 | 1988-01-01 | JEA
LS-001780 | 3113 PLUM ST | 1994 | West Grid | Duval | 2010-07-14 | 2010-07-14 | JEA
LS-001783 | 79734 PLUMMERS CREEK DR | 91985 | Nassau Grid | Nassau | 2009-04-10 | 2009-04-10 | FPL
LS-001784 | 4616 PLYMOUTH ST | 27537 | West Grid | Duval | 2004-01-15 | 2004-01-15 | JEA
LS-001786 | 7825 POINT MEADOWS DR | 1842 | South Grid | Duval | 2000-05-19 | 2000-05-19 | JEA
LS-001787 | 8032 POINT MEADOWS DR | 1613 | South Grid | Duval | 1998-10-28 | 1998-10-28 | JEA
LS-001788 | 12621 POINT PARK DR | 1035 | East Grid | Duval | 1980-01-01 | 1980-01-01 | JEA
LS-001789 | 5838 POMPANO DR | 19843 | East Grid | Duval | 1985-07-18 | 1985-07-18 | JEA | 279719.96 | 680
LS-001790 | 201 PONTE VEDRA BV | 54613 | St Johns Grid | St Johns | 2000-01-03 | 2000-01-03 | BEACHES E
LS-001791 | 240-1 PONTE VEDRA BV | 371644 | St Johns Grid | St Johns | 2024-07-22 | 2024-07-22 | BEACHES E
LS-001792 | 280A PONTE VEDRA BV | 54615 | St Johns Grid | St Johns | 2004-08-11 | 2004-08-11 | BEACHES E
LS-001793 | 612 PONTE VEDRA BV | 38449 | St Johns Grid | St Johns | 1983-12-28 | 1983-12-28 | BEACHES E
LS-001794 | 651 PONTE VEDRA BV | 38177 | St Johns Grid | St Johns | 1981-12-08 | 1981-12-08 | BEACHES E
LS-001795 | 3034 PORT JACKSONVILLE PY | 52306 | North Grid | Duval | 2005-08-12 | 2005-08-12 | JEA
LS-001796 | 3774 PORT JACKSONVILLE PY | 52305 | North Grid | Duval | 2005-08-12 | 2005-08-12 | JEA
LS-001797 | 1527 PORTER LAKES DR | 28881 | North Grid | Duval | 2005-08-31 | 2005-08-31 | JEA
LS-001798 | 11221 PORTSIDE DR | 14725 | East Grid | Duval | 1963-06-20 | 1963-06-20 | JEA
LS-001799 | 4508 PORTSMOUTH AV | 2065 | North Grid | Duval | 1950-01-01 | 1950-01-01 | JEA
LS-001800 | 1888 POWELL PL | 1596 | West Grid | Duval | 2006-03-01 | 2006-03-01 | JEA
LS-001804 | 6513 POWERS AV | 54616 | South Grid | Duval | 2000-02-01 | 2000-02-01 | JEA
LS-001805 | 12250 PRAIRIE VIEW DR | 1199 | South Grid | Duval | 1982-01-01 | 1982-01-01 | JEA
LS-001806 | 7742 PRAVER DR E | 18247 | South Grid | Duval | 1960-01-07 | 1960-01-07 | JEA
LS-001807 | 1201 PRESIDENTS CT | 54617 | West Grid | Duval | 2001-12-17 | 2001-12-17 | JEA
LS-001810 | 183 PRINCE ALBERT AV | 72114 | St Johns Grid | Duval | 2007-04-02 | 2007-04-02 | JEA
LS-001811 | 13383 PRINCESS KELLY DR | 81697 | East Grid | Duval | 2006-09-27 | 2006-09-27 | JEA
LS-001812 | 13560 PRINCESS KELLY DR | 43601 | East Grid | Duval | 1991-09-09 | 1991-09-09 | JEA
LS-001813 | 8331 PRINCETON SQUARE BV W | 18246 | South Grid | Duval | 1983-06-01 | 1983-06-01 | JEA | 604556.55 | 900
LS-001814 | 4301 PERIMETER INDUSTRIAL PARK ROAD | 10575 | West Grid | Duval | 2001-10-26 | 2001-10-26 | JEA
LS-001816 | 5051 PROPELLER DR | 13445 | North Grid | Duval | 2000-06-01 | 2000-06-01 | JEA
LS-001817 | 12321 PULASKI RD | 48754 | North Grid | Duval | 2004-04-01 | 2004-04-01 | JEA | 1233260.87 | 4790
LS-001818 | 579 PURCELL DR | 1500 | West Grid | Duval | 1991-05-21 | 1991-05-21 | JEA
LS-001819 | 42 PURITAN RD | 72111 | St Johns Grid | Duval | 2007-03-28 | 2007-03-28 | JEA
LS-001820 | 7998 QUAIL COVE LN | 1259 | West Grid | Duval | 1982-01-01 | 1982-01-01 | JEA
LS-001821 | 5148 QUAN DR | 1372 | West Grid | Duval | 1999-10-12 | 1999-10-12 | JEA
LS-001822 | 218 QUEEN VICTORIA AV | 72113 | St Johns Grid | Duval | 2007-04-02 | 2007-04-02 | JEA
LS-001823 | 225 QUEENS HARBOR BV N | 45553 | East Grid | Duval | 1991-09-09 | 1991-09-09 | JEA
LS-001824 | 581 QUEENS HARBOR BV N | 45521 | East Grid | Duval | 1991-09-09 | 1991-09-09 | JEA
LS-001825 | 1145 QUEENS HARBOUR BV | 42961 | East Grid | Duval | 1991-09-09 | 1991-09-09 | JEA
LS-001826 | 1207 QUEENS ISLAND CT | 42321 | East Grid | Duval | 1995-11-13 | 1995-11-13 | JEA
LS-001827 | 9174 RG SKINNER PY | 32897 | South Grid | Duval | 2005-01-24 | 2005-01-24 | JEA
LS-001828 | 10277 RABBIT RIDGE RD | 7043 | North Grid | Duval | 2001-11-14 | 2001-11-14 | JEA
LS-001831 | 3880 RACE TRACK RD | 10241 | St Johns Grid | Duval | 2001-12-03 | 2001-12-03 | JEA
LS-001838 | 6800 RAMONA BV | 47442 | West Grid | Duval | 2007-11-29 | 2007-11-29 | JEA
LS-001840 | 7265 RAMPART RD | 54619 | West Grid | Duval | 1999-09-17 | 1999-09-17 | JEA
LS-001841 | 7752 RAMPART RD | 1791 | West Grid | Duval | 2010-01-20 | 2010-01-20 | JEA
LS-001845 | 4901 RATHBONE DR | 1726 | South Grid | Duval | 1974-06-07 | 1974-06-07 | JEA
LS-001846 | 1820 RAY GREEN DR | 1877 | North Grid | Duval | 1980-01-01 | 1980-01-01 | JEA
LS-001847 | 13399 LONG CYPRESS TR | 1571 | South Grid | Duval | 1982-01-01 | 1982-01-01 | JEA
LS-001849 | 1576 REDBIRD CREEK DR | 1783 | West Grid | Duval | 1999-02-22 | 1999-02-22 | JEA
LS-001850 | 4941 REDSTONE DR | 54620 | West Grid | Duval | 1977-12-22 | 1977-12-22 | JEA
LS-001851 | 8614 REEDY BRANCH DR | 2026 | South Grid | Duval | 1998-04-20 | 1998-04-20 | JEA | 40660.6662 | 2221.0143
LS-001853 | 9484 REGENCY SQUARE BV | 1074 | East Grid | Duval | 1992-08-18 | 1992-08-18 | JEA
LS-001854 | 9525 REGENCY SQUARE BV N | 1922 | East Grid | Duval | 1997-04-17 | 1997-04-17 | JEA
LS-001856 | 3852 REGENT BV | 1873 | East Grid | Duval | 1970-01-01 | 1970-01-01 | JEA
LS-001857 | 11452 RENNEE DR W | 1915 | North Grid | Duval | 1980-01-01 | 1980-01-01 | JEA | 381255.87 | 1200
LS-001858 | 6451 RESTLAWN DR | 1675 | North Grid | Duval | 2000-07-12 | 2000-07-12 | JEA
LS-001860 | 6831 RHODE ISLAND DR E | 54621 | North Grid | Duval | 2008-03-12 | 2008-03-12 | JEA
LS-001861 | 7211 RHODE ISLAND DR E | 1365 | North Grid | Duval | 1950-01-01 | 1950-01-01 | JEA
LS-001862 | 6910 RHODE ISLAND DR W | 55121 | North Grid | Duval | 1995-01-01 | 1995-01-01 | JEA
LS-001863 | 6801 RHONE DR | 1674 | North Grid | Duval | 1977-01-01 | 1977-01-01 | JEA | 81514.2338 | 1170
LS-001867 | 4903 RICHARD ST | 1041 | East Grid | Duval | 1954-01-01 | 1954-01-01 | JEA
LS-001870 | 7443 RICHARDSON RD | 1364 | North Grid | Duval | 1970-09-06 | 1970-09-06 | JEA
LS-001871 | 12507 RICHFIELD BV | 10569 | North Grid | Duval | 2002-07-23 | 2002-07-23 | JEA
LS-001872 | 3989 RICHMOND PARK E | 1844 | East Grid | Duval | 1982-01-01 | 1982-01-01 | JEA
LS-001874 | 5115 RICKER RD | 16649 | West Grid | Duval | 1991-04-09 | 1991-04-09 | JEA
LS-001877 | 6226 RICKER RD | 25297 | West Grid | Duval | 1987-02-01 | 1987-02-01 | JEA
LS-001878 | 7500 RICKER RD | 8005 | West Grid | Duval | 2001-02-15 | 2001-02-15 | JEA
LS-001880 | 3282 RIDGE GLEN DR | 1839 | South Grid | Duval | 1980-01-01 | 1980-01-01 | JEA
LS-001881 | 6950 RIDGEVIEW AV | 3526 | West Grid | Duval | 2001-11-06 | 2001-11-06 | JEA
LS-001883 | 3763 RINGNECK DR | 72130 | North Grid | Duval | 2006-04-12 | 2006-04-12 | JEA
LS-001885 | 65096 RIVER GLEN PY | 72170 | Nassau Grid | Nassau | 2007-04-12 | 2007-04-12 | FPL
LS-001887 | 1018 RIVER RUN BV | 72148 | St Johns Grid | St Johns | 2007-07-11 | 2007-07-11 | FPL | 165602.06 | 1140
LS-001888 | 425 RIVER RUN BV | 72149 | St Johns Grid | St Johns | 2007-07-11 | 2007-07-11 | FPL
LS-001889 | 4544 RIVER TRAIL RD | 15683 | East Grid | Duval | 1978-03-15 | 1978-03-15 | JEA
LS-001891 | 1737 RIVERGATE TL | 1122 | South Grid | Duval | 1980-01-01 | 1980-01-01 | JEA
LS-001893 | 11291 RIVERSTONE WY | 52930 | North Grid | Duval | 2007-03-13 | 2007-03-13 | JEA
LS-001894 | 13862 RIVERVIEW DR | 43924 | East Grid | Duval | 2007-12-12 | 2007-12-12 | JEA
LS-001896 | 86322 RIVERWOOD DR | 12495 | Nassau Grid | Nassau | 1999-09-28 | 1999-09-28 | FPL
LS-001897 | 4728 ROANOKE BV | 15366 | North Grid | Duval | 2005-02-04 | 2005-02-04 | JEA | 297419.85 | 1400
LS-001899 | 11355 ROBERT MASTERS BV | 29845 | North Grid | Duval | 2002-11-01 | 2002-11-01 | JEA
LS-001901 | 5104 ROBERT SCOTT DR S | 2053 | East Grid | Duval | 1993-06-25 | 1993-06-25 | JEA
LS-001903 | 687 ROBERTS RD | 21772 | St Johns Grid | St Johns | 1995-08-02 | 1995-08-02 | FPL
LS-001904 | 2523 ROCROC LN | 1813 | West Grid | Duval | 1980-01-01 | 1980-01-01 | JEA
LS-001905 | 1807 ROGERO RD | 31345 | East Grid | Duval | 1991-04-22 | 1991-04-22 | JEA
LS-001906 | 2037, 2037 ROGERO RD ROG | 30980 | East Grid | Duval | 1985-10-04 | 1985-10-04 | JEA
LS-001907 | 2459 ROLAC RD | 1834 | East Grid | Duval | 1996-01-01 | 1996-01-01 | JEA
LS-001909 | 11300 ROLLING RIVER BV | 1770 | North Grid | Duval | 1999-10-12 | 1999-10-12 | JEA
LS-001914 | 6331 ROOSEVELT BV | 14401 | West Grid | Duval | 2004-05-20 | 2004-05-20 | JEA
LS-001919 | 87613 ROSES BLUFF RD | 72150 | Nassau Grid | Nassau | 2006-03-24 | 2006-03-24 | FPL
LS-001921 | 4811 ROSSIE LN | 1790 | West Grid | Duval | 1970-01-01 | 1970-01-01 | JEA
LS-001922 | 2138 ROTHBURY DR | 1949 | West Grid | Duval | 1989-01-01 | 1989-01-01 | JEA
LS-001923 | 5867 ROUND TABLE RD | 52918 | West Grid | Duval | 2007-02-16 | 2007-02-16 | JEA
LS-001926 | 1309 ROXIE ST | 6406 | East Grid | Duval | 2001-05-10 | 2001-05-10 | JEA
LS-001927 | 2269 ROYAL FERN LN S | 1380 | South Grid | Duval | 1980-01-01 | 1980-01-01 | JEA
LS-001929 | 1350 RUNNING RIVER RD | 1161 | East Grid | Duval | 1980-01-01 | 1980-01-01 | JEA
LS-001930 | 12291 RUNNING RIVER RD S | 1702 | East Grid | Duval | 1987-12-30 | 1987-12-30 | JEA
LS-001931 | 1757 RUSH CREEK DR W | 1892 | East Grid | Duval | 2005-02-24 | 2005-02-24 | JEA
LS-001933 | 1531 RYAR RD | 1389 | East Grid | Duval | 1992-01-01 | 1992-01-01 | JEA | 382726.39 | 1750
LS-001934 | 8245 SABAL OAKS LN | 1065 | South Grid | Duval | 1980-01-01 | 1980-01-01 | JEA
LS-001935 | 2748 SAFESHELTER DR W | 15044 | East Grid | Duval | 1986-05-30 | 1986-05-30 | JEA
LS-001936 | 6132 SAGE WILLOW WY | 53218 | West Grid | Duval | 2007-01-01 | 2007-01-01 | JEA
LS-001938 | 3650 SALISBURY RD | 1302 | South Grid | Duval | 1989-01-01 | 1989-01-01 | JEA
LS-001941 | 6903 SALISBURY RD | 1045 | South Grid | Duval | 1980-01-01 | 1980-01-01 | JEA
LS-001947 | 11400 SAM CARUSO WY | 72126 | West Grid | Duval | 2007-06-25 | 2007-06-25 | JEA
LS-001948 | 2710 SAM HARDWICK BV | 1866 | East Grid | Duval | 1980-01-01 | 1980-01-01 | JEA
LS-001950 | 4241 SAN CLERC | 207526 | South Grid | Duval | 1987-03-10 | 1987-03-10 | JEA
LS-001951 | 2731 SAN FERNANDO RD | 17295 | South Grid | Duval | 1993-06-15 | 1993-06-15 | JEA
LS-001952 | 7017 7019 SAN FERNANDO PL | 17293 | South Grid | Duval | 1991-04-22 | 1991-04-22 | JEA
LS-001957 | 10391 SAN JOSE BV | 1061 | South Grid | Duval | 1999-07-13 | 1999-07-13 | JEA
LS-001959 | 10859 SAN JOSE BV | 1318 | South Grid | Duval | 2013-06-26 | 2013-06-26 | JEA
LS-001961 | 11247 SAN JOSE BV | 1186 | South Grid | Duval | 1970-01-01 | 1970-01-01 | JEA
LS-001963 | 11700 SAN JOSE BV | 1381 | South Grid | Duval | 1999-07-21 | 1999-07-21 | JEA
LS-001965 | 12200 SAN JOSE BV | 1124 | South Grid | Duval | 1982-01-01 | 1982-01-01 | JEA
LS-001973 | 5000 SAN JOSE BV | 1039 | East Grid | Duval | 2013-02-01 | 2013-02-01 | JEA
LS-001980 | 8520 SAN JOSE BV | 18562 | South Grid | Duval | 2003-12-05 | 2003-12-05 | JEA
LS-001985 | 9252 SAN JOSE BV | 1720 | South Grid | Duval | 1998-06-25 | 1998-06-25 | JEA
LS-001986 | 9614 SAN JOSE BV | 1313 | South Grid | Duval | 1975-01-01 | 1975-01-01 | JEA
LS-001997 | 89 SAN JUAN BV | 37538 | St Johns Grid | St Johns | 2007-07-18 | 2007-07-18 | BEACHES E
LS-002001 | 1700 SAN PABLO RD S | 1294 | East Grid | Duval | 1998-02-05 | 1998-02-05 | JEA
LS-002002 | 2197 SAN PABLO RD S | 1762 | East Grid | Duval | 2005-03-16 | 2005-03-16 | JEA
LS-002003 | 2702 SAN PABLO RD S | 1090 | East Grid | Duval | 1980-01-01 | 1980-01-01 | JEA
LS-002004 | 3098 SAN PABLO RD S | 1471 | East Grid | Duval | 1980-01-01 | 1980-01-01 | JEA
LS-002005 | 3300 SAN PABLO RD S | 1923 | East Grid | Duval | 1980-01-01 | 1980-01-01 | JEA
LS-002006 | 4467 SAN PABLO RD S | 21764 | East Grid | Duval | 1997-05-26 | 1997-05-26 | JEA
LS-002007 | 4950 SAN PABLO RD S | 1057 | East Grid | Duval | 1996-01-01 | 1996-01-01 | JEA | 62388.3504 | 1061
LS-002008 | 7 SAND CASTLE DR | 38145 | St Johns Grid | St Johns | 2007-07-27 | 2007-07-27 | BEACHES E
LS-002009 | 1767 SANDALWOOD BV | 1203 | East Grid | Duval | 1975-01-01 | 1975-01-01 | JEA
LS-002010 | 3446 SANDBURG RD | 1140 | East Grid | Duval | 1970-01-01 | 1970-01-01 | JEA
LS-002011 | 6500 SANDLERS PRESERVE DR | 54624 | West Grid | Duval | 2004-07-31 | 2004-07-31 | JEA
LS-002012 | 8808 SANDUSKY AV S | 1583 | East Grid | Duval | 1970-01-01 | 1970-01-01 | JEA
LS-002013 | 130 SANDY CREEK PY | 54623 | St Johns Grid | St Johns | 2007-01-25 | 2007-01-25 | FPL
LS-002014 | 3824 SANDY SHORES DR | 17603 | East Grid | Duval | 1983-10-19 | 1983-10-19 | JEA
LS-002015 | 5060 SANIBEL DR | 1508 | West Grid | Duval | 1980-01-01 | 1980-01-01 | JEA
LS-002016 | 2987 SANS PAREIL ST | 1335 | East Grid | Duval | 1970-01-01 | 1970-01-01 | JEA
LS-002018 | 4355 SAVANNAH AV | 1558 | West Grid | Duval | 1950-01-01 | 1950-01-01 | JEA
LS-002019 | 10901 SAWTOOTH OAK CT | 10561 | North Grid | Duval | 2002-09-11 | 2002-09-11 | JEA
LS-002020 | 13745 SAXON LAKE DR | 10567 | East Grid | Duval | 2002-10-08 | 2002-10-08 | JEA
LS-002022 | 2620 SCOTT MILL DR S | 1721 | South Grid | Duval | 1980-01-01 | 1980-01-01 | JEA
LS-002024 | 9967 SCOTT MILL RD | 1433 | South Grid | Duval | 1970-01-01 | 1970-01-01 | JEA
LS-002025 | 8850 SCOTT WOODS DR W | 1283 | North Grid | Duval | 1970-01-01 | 1970-01-01 | JEA
LS-002026 | 20 SEA WIND DR | 37185 | St Johns Grid | St Johns | 1996-05-14 | 1996-05-14 | BEACHES E
LS-002028 | 1009 SEBA ST | 1291 | West Grid | Duval | 1950-01-01 | 1950-01-01 | JEA
LS-002030 | 7263 SECRET WOOD TL | 1838 | South Grid | Duval | 1980-01-01 | 1980-01-01 | JEA
LS-002031 | 11381 SECRETARIAT LN W | 1913 | North Grid | Duval | 1990-12-05 | 1990-12-05 | JEA
LS-002032 | 2337 SEGOVIA AV | 17605 | South Grid | Duval | 1989-06-07 | 1989-06-07 | JEA
LS-002033 | 1103 SEMINOLE AV | 1100 | West Grid | Duval | 1970-01-01 | 1970-01-01 | JEA
LS-002034 | 2691 SENECA DR | 36131 | St Johns Grid | Duval | 1990-01-29 | 1990-01-29 | JEA
LS-002035 | 13842 SEVEN PINES DR | 1763 | East Grid | Duval | 1966-01-01 | 1966-01-01 | JEA
LS-002040 | 330 SHAMROCK AV S | 1935 | North Grid | Duval | 1982-01-01 | 1982-01-01 | JEA
LS-002041 | 7310 SHARBETH DR S | 15681 | West Grid | Duval | 2013-03-27 | 2013-03-27 | JEA
LS-002043 | 3667 SHAWNEE SHORES DR | 18242 | East Grid | Duval | 1989-10-02 | 1989-10-02 | JEA
LS-002044 | 2410 SHELBY CREEK RD | 1246 | West Grid | Duval | 1980-01-01 | 1980-01-01 | JEA
LS-002047 | 2280 SHEPARD ST | 29521 | East Grid | Duval | 1983-05-23 | 1983-05-23 | JEA
LS-002048 | 4672 SHERMAN HILLS PY | 48097 | West Grid | Duval | 2003-10-01 | 2003-10-01 | JEA
LS-002049 | 172 SHETLAND DR | 72109 | St Johns Grid | Duval | 2007-03-28 | 2007-03-28 | JEA
LS-002051 | 4695 SHILOH MILL BV | 11841 | South Grid | Duval | 2001-01-01 | 2001-01-01 | JEA
LS-002052 | 5490 SHINDLER DR | 1104 | West Grid | Duval | 1982-01-01 | 1982-01-01 | JEA
LS-002053 | 6915 SHINDLER DR | 1563 | West Grid | Duval | 1988-01-01 | 1988-01-01 | JEA
LS-002054 | 7520 SHINDLER DR | 1115 | West Grid | Duval | 1995-01-01 | 1995-01-01 | JEA
LS-002056 | 1161 SHIPWATCH DR E | 45201 | East Grid | Duval | 1991-09-09 | 1991-09-09 | JEA
LS-002057 | 673 SHIPWATCH DR E | 44241 | East Grid | Duval | 1991-09-09 | 1991-09-09 | JEA
LS-002058 | 791 SHIPWATCH DR E | 44881 | East Grid | Duval | 1991-09-09 | 1991-09-09 | JEA
LS-002061 | 9344 SIBBALD RD | 2064 | North Grid | Duval | 1980-01-01 | 1980-01-01 | JEA
LS-002062 | 8555 SIBBALD RD | 1774 | North Grid | Duval | 2000-02-23 | 2000-02-23 | JEA
LS-002063 | 8059 SIERRA GARDENS DR | 54657 | West Grid | Duval | 2005-01-03 | 2005-01-03 | JEA
LS-002064 | 14038 Outback Dr | 72131 | North Grid | Duval | 2006-10-27 | 2006-10-27 | JEA
LS-002071 | 10900 SKYLARK DR | 10564 | South Grid | Duval | 2002-02-25 | 2002-02-25 | JEA
LS-002072 | 11078 SKYLARK DR | 1728 | South Grid | Duval | 1980-01-01 | 1980-01-01 | JEA
LS-002075 | 4302 SLEIMAN PY | 1051 | South Grid | Duval | 1999-07-14 | 1999-07-14 | JEA
LS-002076 | 2057 SMITH POINT DR | 52949 | North Grid | Duval | 2006-10-27 | 2006-10-27 | JEA
LS-002077 | 2301 SMULLIAN TL S | 17927 | South Grid | Duval | 1957-12-24 | 1957-12-24 | JEA
LS-002084 | 255 SOUTH HAMPTON CLUB WY | 27569 | St Johns Grid | St Johns | 2000-05-31 | 2000-05-31 | FPL
LS-002085 | 375 SOUTH HAMPTON CLUB WY | 54664 | St Johns Grid | St Johns | 2004-01-27 | 2004-01-27 | FPL
LS-002087 | 501 SOUTH SEA LAKE LN | 54665 | St Johns Grid | St Johns | 2002-06-19 | 2002-06-19 | BEACHES E
LS-002088 | 9586 SOUTHBROOK DR | 1047 | South Grid | Duval | 1980-01-01 | 1980-01-01 | JEA
LS-002089 | 9601 SOUTHBROOK DR | 1424 | South Grid | Duval | 1980-01-01 | 1980-01-01 | JEA
LS-002091 | 921 SOUTHERN CREEK DR | 13122 | St Johns Grid | Duval | 2004-09-13 | 2004-09-13 | JEA
LS-002092 | 110 SOUTHERN GROVE DR | 25601 | St Johns Grid | Duval | 1995-11-01 | 1995-11-01 | JEA
LS-002096 | 5900 SOUTHPOINT PY | 1711 | South Grid | Duval | 1980-01-01 | 1980-01-01 | JEA
LS-002098 | 10300 SOUTHSIDE BV | 19213 | South Grid | Duval | 1990-10-16 | 1990-10-16 | JEA
LS-002103 | 8500 AC SKINNER PY | 2013 | South Grid | Duval | 1983-01-01 | 1983-01-01 | JEA
LS-002104 | 7133 SOUTHSIDE BV | 1717 | South Grid | Duval | 1986-11-18 | 1986-11-18 | JEA | 1037962.86 | 3150
LS-002105 | 7587 SOUTHSIDE BV | 54689 | South Grid | Duval | 1980-01-01 | 1980-01-01 | JEA
LS-002107 | 7932-2 SOUTHSIDE BV | 17923 | South Grid | Duval | 1982-10-19 | 1982-10-19 | JEA
LS-002108 | 7992 SOUTHSIDE BV | 18243 | South Grid | Duval | 1984-01-25 | 1984-01-25 | JEA
LS-002111 | 9000 SOUTHSIDE BV | 19212 | South Grid | Duval | 1990-08-23 | 1990-08-23 | JEA
LS-002112 | 9041 SOUTHSIDE BV | 1322 | South Grid | Duval | 1980-01-01 | 1980-01-01 | JEA | 320536.73 | 900
LS-002115 | 504 SPARROW BRANCH CR | 1519 | St Johns Grid | Duval | 2000-03-15 | 2000-03-15 | JEA
LS-002119 | 11651 SPRING BOARD DR | 52905 | North Grid | Duval | 2007-05-07 | 2007-05-07 | JEA
LS-002129 | 3924 SPRING PARK RD | 54690 | East Grid | Duval | 2008-10-14 | 2008-10-14 | JEA
LS-002131 | 4511 SPRING PARK RD | 1227 | East Grid | Duval | 2008-10-14 | 2008-10-14 | JEA | 1462275.19 | 6000
LS-002133 | 8431 SPRINGTREE RD | 1542 | West Grid | Duval | 1996-01-01 | 1996-01-01 | JEA | 232623.18 | 2050
LS-002134 | 3142 SR 13 | 72147 | St Johns Grid | St Johns | 2001-02-01 | 2001-02-01 | FPL
LS-002137 | 450 SR 13 N | 41713 | St Johns Grid | Duval | 1999-09-16 | 1999-09-16 | JEA
LS-002139 | 464004 State Rd 200 | 52290 | Nassau Grid | Nassau | 2003-12-15 | 2003-12-15 | FPL
LS-002142 | 2597 SR 9 | 30543 | Nassau Grid | Nassau | 2004-05-25 | 2004-05-25 | FPL
LS-002143 | 5367 SR 9 | 52291 | Nassau Grid | Nassau | 2004-05-25 | 2004-05-25 | FPL
LS-002144 | 5400 SR 9 | 52292 | Nassau Grid | Nassau | 2008-01-28 | 2008-01-28 | FPL
LS-002149 | 463785 SR 200 | 47138 | Nassau Grid | Nassau | 2005-12-01 | 2005-12-01 | FPL
LS-002152 | 4572 SR 200 | 33217 | Nassau Grid | Nassau | 1997-03-28 | 1997-03-28 | FPL
LS-002153 | 10680 ST AUGUSTINE RD | 1316 | South Grid | Duval | 1985-01-01 | 1985-01-01 | JEA
LS-002154 | 11220 ST AUGUSTINE RD | 1619 | South Grid | Duval | 1980-01-01 | 1980-01-01 | JEA | 227753.39 | 2400
LS-002157 | 12001 ST AUGUSTINE RD | 1447 | South Grid | Duval | 1970-01-01 | 1970-01-01 | JEA
LS-002158 | 5805 ST AUGUSTINE RD | 1169 | East Grid | Duval | 1996-01-01 | 1996-01-01 | JEA
LS-002177 | 190 ST JOHNS FOREST BV | 14723 | St Johns Grid | Duval | 2004-10-14 | 2004-10-14 | JEA
LS-002178 | 392 ST JOHNS FOREST BV | 54692 | St Johns Grid | Duval | 2006-09-16 | 2006-09-16 | JEA
LS-002180 | 311 ST JOHNS GOLF DR | 54691 | St Johns Grid | St Johns | 2000-10-27 | 2000-10-27 | FPL
LS-002183 | 11604 ST JOSEPH RD | 1572 | South Grid | Duval | 1950-01-01 | 1950-01-01 | JEA
LS-002185 | 85001 ST THOMAS BV | 51601 | Nassau Grid | Nassau | 1992-03-19 | 1992-03-19 | FPL
LS-002186 | 2084 ST JOHNS PY | 46161 | St Johns Grid | Duval | 2007-02-20 | 2007-02-20 | JEA | 96000 | 1485.0567
LS-002187 | 14463 STACEY RD | 21767 | East Grid | Duval | 2006-02-23 | 2006-02-23 | JEA
LS-002188 | 14618 STACEY RD | 22721 | East Grid | Duval | 2006-03-07 | 2006-03-07 | JEA
LS-002189 | 718 STANDISH PL | 1156 | North Grid | Duval | 1997-06-09 | 1997-06-09 | JEA | 1705608.6 | 18500
LS-002190 | 5621 STANFORD RD | 1299 | East Grid | Duval | 1950-01-01 | 1950-01-01 | JEA | 461211.98 | 1260
LS-002191 | 10653 STANTON HILLS DR | 28545 | West Grid | Duval | 2005-07-14 | 2005-07-14 | JEA
LS-002192 | 2722 STARDUST CT | 24369 | East Grid | Duval | 1990-05-30 | 1990-05-30 | JEA
LS-002195 | 2951 STARRATT RD | 30659 | North Grid | Duval | 2006-03-28 | 2006-03-28 | JEA
LS-002197 | 900 STARRATT RD | 2060 | North Grid | Duval | 1997-07-21 | 1997-07-21 | JEA
LS-002199 | 4403 STEAMBOAT SPRINGS DR E | 10894 | West Grid | Duval | 2002-12-18 | 2002-12-18 | JEA
LS-002200 | 5115 STEPP AV | 2004 | South Grid | Duval | 1970-01-01 | 1970-01-01 | JEA
LS-002203 | 3156 STONEBRIAR RIDGE RD | 54693 | West Grid | Clay | 2002-11-13 | 2002-11-13 | CLAY E
LS-002204 | 11866 STONEBRIDGE DR W | 1795 | South Grid | Duval | 1982-01-01 | 1982-01-01 | JEA
LS-002205 | 96263 Stoney Dr | 52242 | Nassau Grid | Nassau | 2007-04-03 | 2007-04-03 | FPL
LS-002206 | 6101 STRAWFLOWER PL | 20170 | North Grid | Duval | 1957-01-01 | 1957-01-01 | JEA
LS-002215 | 4602 SUB CHASER CT | 49681 | West Grid | Duval | 2006-07-01 | 2006-07-01 | JEA
LS-002216 | 3737 SUDBURY DR | 1958 | West Grid | Duval | 1954-01-01 | 1954-01-01 | JEA
LS-002220 | 1029 SUEMAC RD | 10571 | West Grid | Duval | 2002-02-25 | 2002-02-25 | JEA
LS-002223 | 9237 SUGAR MEADOW TL | 19523 | South Grid | Duval | 2005-06-04 | 2005-06-04 | JEA
LS-002224 | 581 SUMMER BREEZE DR N | 10887 | North Grid | Duval | 2003-05-27 | 2003-05-27 | JEA
LS-002225 | 3751 SUMMERLIN LN | 52355 | East Grid | Duval | 2008-01-29 | 2008-01-29 | JEA
LS-002226 | 2471 SUMMER TREE RD | 1634 | East Grid | Duval | 1950-01-01 | 1950-01-01 | JEA
LS-002231 | 4083 SUNBEAM RD | 1059 | South Grid | Duval | 1985-01-01 | 1985-01-01 | JEA
LS-002232 | 4130 SUNBEAM RD | 2015 | South Grid | Duval | 1980-01-01 | 1980-01-01 | JEA
LS-002239 | 12510 SUNCHASE DR | 52914 | East Grid | Duval | 2006-05-17 | 2006-05-17 | JEA
LS-002240 | 11560 SUNKEN MEADOW CT | 2043 | North Grid | Duval | 1980-01-01 | 1980-01-01 | JEA
LS-002241 | 11874 SURF BIRD CR | 72171 | South Grid | Duval | 2005-10-05 | 2005-10-05 | JEA
LS-002242 | 1761 SUTTON LAKE BV | 1920 | East Grid | Duval | 1980-01-01 | 1980-01-01 | JEA
LS-002243 | 13825 SUTTON PARK DR | 1615 | East Grid | Duval | 1980-01-01 | 1980-01-01 | JEA | 696150.03 | 1700
LS-002244 | 5490 SWAMPFOX RD | 1650 | West Grid | Duval | 1981-01-01 | 1981-01-01 | JEA
LS-002245 | 7405 SWEET ROSE LN | 1512 | West Grid | Duval | 1987-01-01 | 1987-01-01 | JEA
LS-002247 | 2776 TACITO CREEK DR W | 1852 | South Grid | Duval | 1970-01-01 | 1970-01-01 | JEA
LS-002248 | 1896 TALBOT AV | 1552 | West Grid | Duval | 1977-01-01 | 1977-01-01 | JEA
LS-002252 | 1636 TALLEYRAND AV | 1276 | North Grid | Duval | 1966-01-01 | 1966-01-01 | JEA | 8275871.34 | 46000
LS-002254 | 2446 TALLEYRAND AV | 1530 | North Grid | Duval | 1950-01-01 | 1950-01-01 | JEA | 209196.65 | 800
LS-002255 | 5957 TAMPICO RD | 17925 | West Grid | Duval | 2009-07-01 | 2009-07-01 | JEA | 424532.38 | 1490
LS-002256 | 4071 TAR KILN RD | 1734 | South Grid | Duval | 1980-01-01 | 1980-01-01 | JEA
LS-002257 | 5582 TARA WOODS LN | 1559 | West Grid | Duval | 1979-01-01 | 1979-01-01 | JEA
LS-002258 | 5006 TAYLOR CREEK DR | 1628 | South Grid | Duval | 2000-04-01 | 2000-04-01 | JEA
LS-002259 | 28 WEST TEAGUE BAY DR | 50001 | St Johns Grid | St Johns | 2007-07-31 | 2007-07-31 | FPL
LS-002260 | 6084 TENNYSON DR | 1377 | West Grid | Duval | 1970-01-01 | 1970-01-01 | JEA
LS-002261 | 5316 TEQUESTA CT | 54695 | West Grid | Duval | 2008-03-13 | 2008-03-13 | JEA
LS-002262 | 6411 TERRY RD | 1271 | South Grid | Duval | 1980-01-01 | 1980-01-01 | JEA
LS-002266 | 1931 THE WOODS DR | 1827 | East Grid | Duval | 1950-01-01 | 1950-01-01 | JEA
LS-002267 | 2233 THE WOODS DR | 1830 | East Grid | Duval | 1980-01-01 | 1980-01-01 | JEA
LS-002269 | 5265 THOROUGHBRED BV | 1724 | South Grid | Duval | 1985-01-01 | 1985-01-01 | JEA
LS-002270 | 8430 THREE CREEKS BV | 1807 | West Grid | Duval | 1980-01-01 | 1980-01-01 | JEA
LS-002271 | 125A TIDES EDGE PZ | 21447 | St Johns Grid | St Johns | 1988-08-01 | 1988-08-01 | FPL
LS-002272 | 76441 TIMBER CREEK BV | 33537 | Nassau Grid | Nassau | 2004-12-01 | 2004-12-01 | FPL
LS-002275 | 9025 TIMBERLIN LAKE DR | 1195 | South Grid | Duval | 1999-07-15 | 1999-07-15 | JEA
LS-002277 | 4881 TIMUQUANA RD | 1111 | West Grid | Duval | 1975-01-01 | 1975-01-01 | JEA | 675938.8282 | 2800
LS-002281 | 5565 TIMUQUANA RD | 1375 | West Grid | Duval | 1965-01-01 | 1965-01-01 | JEA
LS-002286 | 136 TOLLERTON AV | 52916 | St Johns Grid | Duval | 2007-02-20 | 2007-02-20 | JEA
LS-002287 | 6936 TONGA RD | 1581 | East Grid | Duval | 1970-01-01 | 1970-01-01 | JEA
LS-002288 | 1000 TORTOISE WY | 1746 | North Grid | Duval | 1980-01-01 | 1980-01-01 | JEA
LS-002289 | 8362 TOUCHTON RD | 12806 | South Grid | Duval | 2003-06-18 | 2003-06-18 | JEA | 166793.9231 | 2375.2079
LS-002290 | 9803 TOUCHTON RD | 1426 | South Grid | Duval | 1982-01-01 | 1982-01-01 | JEA
LS-002291 | 4740 TOUCHTON RD E | 1612 | South Grid | Duval | 1982-01-01 | 1982-01-01 | JEA
LS-002294 | 4522 TOWN CENTER PY | 29843 | South Grid | Duval | 2004-09-28 | 2004-09-28 | JEA | 462275.51 | 1500
LS-002295 | 3254 TOWNSEND BV | 377644 | East Grid | Duval | 2024-09-20 | 2024-09-20 | JEA | 404226.7943 | 700
LS-002296 | 5900 TOWNSEND RD | 26257 | West Grid | Duval | 1999-09-09 | 1999-09-09 | JEA
LS-002299 | 6210 TOWNSEND RD | 8961 | West Grid | Duval | 2003-04-01 | 2003-04-01 | JEA
LS-002301 | 6756 TOWNSEND RD | 8964 | West Grid | Duval | 2003-04-14 | 2003-04-14 | JEA
LS-002302 | 2456 TOWNSQUARE DR | 1582 | East Grid | Duval | 1980-01-01 | 1980-01-01 | JEA
LS-002305 | 7457 TRAILS END RD | 54697 | East Grid | Duval | 1997-06-02 | 1997-06-02 | JEA
LS-002306 | 14695 TRANQUILITY CREEK DR | 10576 | North Grid | Duval | 2001-04-25 | 2001-04-25 | JEA
LS-002307 | 420 TRESCA RD | 1351 | East Grid | Duval | 1986-05-28 | 1986-05-28 | JEA | 403029.78 | 1930
LS-002308 | 13383 TROPIC EGRET DR | 1701 | East Grid | Duval | 1982-01-01 | 1982-01-01 | JEA | 544161.75 | 2560
LS-002311 | 199 TURTLE BAY LN | 21761 | St Johns Grid | St Johns | 1987-06-07 | 1987-06-07 | FPL
LS-002312 | 1219 TURTLE CREEK DR N | 1880 | North Grid | Duval | 1982-01-01 | 1982-01-01 | JEA
LS-002315 | 6121 TUSCONY CR E | 1671 | East Grid | Duval | 1970-01-01 | 1970-01-01 | JEA
LS-002318 | 2235 TYSON LAKE DR | 9281 | West Grid | Duval | 2003-03-17 | 2003-03-17 | JEA
LS-002325 | 1829 UNIVERSITY BV N | 29825 | East Grid | Duval | 1968-11-01 | 1968-11-01 | JEA
LS-002331 | 3500 UNIVERSITY BLVD N | 54698 | East Grid | Duval | 1988-12-15 | 1988-12-15 | JEA
LS-002333 | 4449 UNIVERSITY BV N | 15364 | East Grid | Duval | 1972-10-27 | 1972-10-27 | JEA
LS-002336 | 905 UNIVERSITY BV N | 31361 | East Grid | Duval | 1971-06-16 | 1971-06-16 | JEA
LS-002341 | 3518 UNIVERSITY BV N | 29505 | East Grid | Duval | 1980-10-23 | 1980-10-23 | JEA
LS-002342 | 4085 UNIVERSITY BV N | 54699 | East Grid | Duval | 1991-10-01 | 1991-10-01 | JEA
LS-002343 | 4598 UNIVERSITY BV N | 13121 | East Grid | Duval | 1988-08-05 | 1988-08-05 | JEA
LS-002347 | 2800 UNIVERSITY BV S | 1580 | East Grid | Duval | 1985-01-11 | 1985-01-11 | JEA
LS-002350 | 3830 UNIVERSITY BV S | 1926 | East Grid | Duval | 1980-01-01 | 1980-01-01 | JEA
LS-002352 | 3534 UNIVERSITY BV W | 15373 | South Grid | Duval | 1970-11-11 | 1970-11-11 | JEA
LS-002353 | 3737 UNIVERSITY BV W | 15691 | East Grid | Duval | 1972-07-21 | 1972-07-21 | JEA
LS-002354 | 5317 UNIVERSITY BV W | 1835 | East Grid | Duval | 1970-01-01 | 1970-01-01 | JEA
LS-002359 | 2045 UTAH AV | 2054 | East Grid | Duval | 1982-01-01 | 1982-01-01 | JEA | 3916588.26 | 28500
LS-002360 | 1958 VALLEY CROSSING DR | 1815 | West Grid | Duval | 1999-12-16 | 1999-12-16 | JEA
LS-002365 | 86014 VENETIAN AV | 54700 | Nassau Grid | Duval | 2006-11-16 | 2006-11-16 | FPL
LS-002368 | 14001 VEVERAS DR | 72124 | St Johns Grid | Duval | 2007-04-12 | 2007-04-12 | JEA
LS-002369 | 3431 VIA DE LA REINA | 16642 | South Grid | Duval | 1979-06-01 | 1979-06-01 | JEA
LS-002371 | 3534 VICTORIA LAKES DR | 10882 | North Grid | Duval | 2003-08-10 | 2003-08-10 | JEA
LS-002372 | 3176 VICTORIA PARK RD | 54702 | South Grid | Duval | 2008-03-13 | 2008-03-13 | JEA
LS-002373 | 7094 VIDA LN | 11842 | West Grid | Duval | 2003-12-23 | 2003-12-23 | JEA
LS-002374 | 138 VILLA SAVANO | 50641 | St Johns Grid | St Johns | 2007-11-14 | 2007-11-14 | FPL
LS-002375 | 155 VILLAGE GREEN AV | 23394 | St Johns Grid | Duval | 1996-05-14 | 1996-05-14 | JEA
LS-002376 | 6794 SANDLE DR | 107317 | North Grid | Duval | 2011-04-22 | 2011-04-22 | JEA
LS-002378 | 12512 WAGES WY E | 10885 | North Grid | Duval | 2002-05-01 | 2002-05-01 | JEA
LS-002379 | 667 WAKEVIEW DR | 54703 | West Grid | Clay | 2002-11-13 | 2002-11-13 | CLAY E
LS-002380 | 5004 WALCOTT AV | 1588 | North Grid | Duval | 1980-01-01 | 1980-01-01 | JEA
LS-002381 | 14951 WALDEN SPRINGS WY | 54704 | St Johns Grid | Duval | 2006-06-03 | 2006-06-03 | JEA
LS-002386 | 11955 WALLE DR | 1334 | East Grid | Duval | 1985-01-01 | 1985-01-01 | JEA
LS-002387 | 4269 WALNUT BEND N | 1184 | South Grid | Duval | 1985-01-01 | 1985-01-01 | JEA
LS-002391 | 600 WASHINGTON ST | 1167 | North Grid | Duval | 1980-01-01 | 1980-01-01 | JEA
LS-002392 | 12014 WATCH TOWER DR | 54705 | South Grid | Duval | 2004-09-10 | 2004-09-10 | JEA
LS-002393 | 10014 WATER MARK LN W | 12816 | South Grid | Duval | 2004-04-07 | 2004-04-07 | JEA
LS-002394 | 604 WATER ST | 1420 | North Grid | Duval | 1982-01-01 | 1982-01-01 | JEA | 437539.28 | 3500
LS-002397 | 5214 WATERSIDE DR | 1250 | West Grid | Duval | 1987-01-01 | 1987-01-01 | JEA
LS-002399 | 3758 WAYLAND ST | 54706 | East Grid | Duval | 1989-09-15 | 1989-09-15 | JEA
LS-002400 | 4174 WEATHERWOOD ESTATES DR | 1198 | South Grid | Duval | 1980-01-01 | 1980-01-01 | JEA
LS-002402 | 747 WELLHOUSE DR | 1243 | West Grid | Duval | 1996-01-01 | 1996-01-01 | JEA
LS-002403 | 10452 WELLINGTON SPRINGS WY | 1551 | West Grid | Duval | 1990-01-01 | 1990-01-01 | JEA
LS-002407 | 6911 WEST VIRGINA AV | 1587 | North Grid | Duval | 1950-01-01 | 1950-01-01 | JEA
LS-002408 | 12561 WESTBERRY HIDEAWAY LN | 1663 | South Grid | Duval | 2000-03-22 | 2000-03-22 | JEA
LS-002410 | 8652 WESTERN LAKE DR | 19208 | South Grid | Duval | 1986-02-10 | 1986-02-10 | JEA | 79500 | 721.5237
LS-002413 | 8533 WESTERN WY | 18883 | South Grid | Duval | 1989-07-12 | 1989-07-12 | JEA
LS-002414 | 857 WESTGATE | 1502 | West Grid | Duval | 1950-01-01 | 1950-01-01 | JEA
LS-002416 | 7615 PRITCHARD | 1495 | West Grid | Duval | 1980-01-01 | 1980-01-01 | JEA | 426181.48 | 1600
LS-002419 | 4801 WHEELER AV | 21445 | West Grid | Duval | 2006-08-29 | 2006-08-29 | JEA
LS-002421 | 1014 WHIRLAWAY CR ST | 1937 | North Grid | Duval | 1999-08-23 | 1999-08-23 | JEA
LS-002422 | 10300 WHISPERING FOREST DR | 1853 | South Grid | Duval | 1985-01-01 | 1985-01-01 | JEA
LS-002423 | 6267 WHISPERING OAKS DR N | 1669 | East Grid | Duval | 1950-01-01 | 1950-01-01 | JEA
LS-002424 | 2454 WHISPERING WOOD BV | 1451 | East Grid | Duval | 1954-01-01 | 1954-01-01 | JEA
LS-002425 | 12474 WHITE FEATHER DR | 2246 | East Grid | Duval | 2001-06-12 | 2001-06-12 | JEA
LS-002426 | 95318 WILD CHERRY DR | 72100 | Nassau Grid | Nassau | 2006-10-13 | 2006-10-13 | FPL
LS-002427 | 1054 WILDERLAND DR | 1832 | East Grid | Duval | 1987-10-20 | 1987-10-20 | JEA
LS-002431 | 11275 WILLESDON DR S | 1921 | East Grid | Duval | 2001-02-23 | 2001-02-23 | JEA
LS-002432 | 76352 WILLIAM BURGESS BV | 39745 | Nassau Grid | Nassau | 2001-01-12 | 2001-01-12 | FPL
LS-002433 | 76688 WILLIAM BURGESS BV | 12494 | Nassau Grid | Nassau | 2002-06-18 | 2002-06-18 | FPL
LS-002434 | 14151 WILLIAM DAVIS PY | 1845 | East Grid | Duval | 1985-01-01 | 1985-01-01 | JEA
LS-002435 | 13651 WILLIAM DAVIS PY W | 1843 | East Grid | Duval | 1990-07-01 | 1990-07-01 | JEA
LS-002436 | 13812 WILLIAM DAVIS PY W | 1180 | East Grid | Duval | 1990-01-01 | 1990-01-01 | JEA
LS-002437 | 5160 WILLIAM MILL ST | 53843 | North Grid | Duval | 2001-11-01 | 2001-11-01 | JEA
LS-002438 | 8765 WILLIAM MILL ST #31 | 15372 | North Grid | Duval | 2001-11-01 | 2001-11-01 | JEA
LS-002439 | 5800 WILLIAM MILL ST #41/47 | 15370 | North Grid | Duval | 2001-11-01 | 2001-11-01 | JEA
LS-002442 | 1818 WILLOWBRANCH TERRACE | 1825 | West Grid | Duval | 2003-11-26 | 2003-11-26 | JEA | 204756.54 | 940
LS-002444 | 5937 WILSON BV | 1789 | West Grid | Duval | 1980-01-01 | 1980-01-01 | JEA
LS-002445 | 6217 WILSON BV | 1788 | West Grid | Duval | 1966-01-01 | 1966-01-01 | JEA | 1002580.4 | 2360
LS-002449 | 7800 WILSON BV | 1814 | West Grid | Duval | 1980-01-01 | 1980-01-01 | JEA
LS-002451 | 3110 WILSON ST | 54708 | North Grid | Duval | 2008-03-13 | 2008-03-13 | JEA
LS-002453 | 2484 WINCHESTER LN | 54709 | St Johns Grid | St Johns | 2002-06-06 | 2002-06-06 | FPL
LS-002456 | 12665 WINDY WILLOWS DR N | 1163 | East Grid | Duval | 1980-01-01 | 1980-01-01 | JEA
LS-002457 | 1904 WINDY WY E | 10565 | St Johns Grid | Duval | 2002-09-04 | 2002-09-04 | JEA
LS-002458 | 11127 WINGATE RD | 1916 | North Grid | Duval | 1980-01-01 | 1980-01-01 | JEA
LS-002460 | 1089 WINSTONIAN WY ST | 1248 | West Grid | Duval | 1990-01-01 | 1990-01-01 | JEA
LS-002462 | 1195 WOOD DUCK HOLLOW | 54710 | St Johns Grid | Duval | 1983-11-01 | 1983-11-01 | JEA
LS-002463 | 95346 WOODBRIDGE PY | 72158 | Nassau Grid | Nassau | 2005-04-27 | 2005-04-27 | FPL
LS-002464 | 1820 WOODLEIGH DR W | 24977 | East Grid | Duval | 1962-10-01 | 1962-10-01 | JEA
LS-002465 | 2014 WOODLEIGH DR W | 24657 | East Grid | Duval | 1962-10-01 | 1962-10-01 | JEA
LS-002466 | 10340 WOODLEY CREEK BV | 1233 | North Grid | Duval | 2000-04-19 | 2000-04-19 | JEA
LS-002467 | 4211 WOODMERE ST | 1954 | West Grid | Duval | 1954-01-01 | 1954-01-01 | JEA | 181959.49 | 1400
LS-002468 | 2512 WOOLERY DR | 27889 | East Grid | Duval | 1962-02-08 | 1962-02-08 | JEA
LS-002469 | 180 WORTHINGTON PY | 72141 | St Johns Grid | St Johns | 2005-11-29 | 2005-11-29 | FPL
LS-002470 | 2658 WRIGHTSON DR | 1314 | South Grid | Duval | 1980-01-01 | 1980-01-01 | JEA
LS-002471 | 11644 YALDING DR | 1326 | South Grid | Duval | 1980-01-01 | 1980-01-01 | JEA
LS-002472 | 122 YELLOW BILL LN | 47761 | St Johns Grid | St Johns | 2006-11-30 | 2006-11-30 | FPL
LS-002473 | 12150 YELLOW BLUFF RD | 10563 | North Grid | Duval | 2001-08-21 | 2001-08-21 | JEA
LS-002474 | 12611 YELLOW BLUFF RD | 52951 | North Grid | Duval | 2006-07-05 | 2006-07-05 | JEA
LS-002475 | 97093 YORKSHIRE DR | 72115 | Nassau Grid | Nassau | 2005-05-19 | 2005-05-19 | FPL
LS-002476 | 6397 YOUNGERMAN CR | 1565 | West Grid | Duval | 1977-01-01 | 1977-01-01 | JEA
LS-002478 | 8602 ZOO RD | 1399 | North Grid | Duval | 1974-01-01 | 1974-01-01 | JEA
LS-002665 | 2325 EMERSON ST | 1566 | East Grid | Duval | 1988-01-01 | 1988-01-01 | JEA
LS-002812 | 2369 HAWKCREST DRIVE | 52356 | St Johns Grid | Duval | 1998-05-14 | 1998-05-14 | JEA | 251691.13 | 1500
LS-002867 | 8617 WESTERN WAY | 204645 | South Grid | Duval | 2005-06-30 | 2005-06-30 | JEA
LS-002894 | 85057 MAJESTIC WALK BV | 54566 | Nassau Grid | Nassau | 2007-07-30 | 2007-07-30 | FPL
LS-002895 | 96124 WINDSOR DR | 45537 | Nassau Grid | Nassau | 2007-09-28 | 2007-09-28 | FPL
LS-002896 | 4451 A1A | 54484 | St Johns Grid | St Johns | 2013-08-29 | 2013-08-29 | FPL
LS-002903 | 8998 BLOUNT ISLAND BV | 15686 | North Grid | Duval | 2001-11-01 | 2001-11-01 | JEA
LS-002905 | 15648 LEXINGTON PARK | 29537 | North Grid | Duval | 2005-06-28 | 2005-06-28 | JEA
LS-002907 | 10480 YEAGER RD | 54712 | North Grid | Duval | 2007-07-15 | 2007-07-15 | JEA
LS-002909 | 6051 SHADEHILL RD | 48737 | St Johns Grid | Duval | 2006-10-09 | 2006-10-09 | JEA
LS-002910 | 92 TIDECREST PY | 54696 | St Johns Grid | St Johns | 2007-06-26 | 2007-06-26 | FPL
LS-002983 | 8224 AC SKINNER PY | 53219 | South Grid | Duval | 2007-08-29 | 2007-08-29 | JEA
LS-003081 | 13714 LAKE FRETWELL | 32577 | West Grid | Duval | 2005-05-02 | 2005-05-02 | JEA
LS-003110 | 21397 ST THOMAS ISLAND PY | 50002 | St Johns Grid | St Johns | 2007-07-31 | 2007-07-31 | FPL
LS-003143 | 11704 PALM LAKE DR | 53217 | North Grid | Duval | 2006-03-31 | 2006-03-31 | JEA
LS-003176 | 32664 Sunny Parke Dr | 58017 | Nassau Grid | Nassau | 2008-02-29 | 2008-02-29 | FPL
LS-003177 | 32026 Praire Park Pl | 55473 | Nassau Grid | Nassau | 2008-02-29 | 2008-02-29 | FPL
LS-003188 | 6674-1 COMMONWEALTH AVE | 207528 | West Grid | Duval | 2007-09-04 | 2007-09-04 | JEA
LS-003189 | 6674-2 COMMONWEALTH AVE | 207529 | West Grid | Duval | 1970-01-01 | 1970-01-01 | JEA
LS-003192 | 7479 WESTLAND OAKS DRIVE | 54817 | West Grid | Duval | 2006-11-29 | 2006-11-29 | JEA
LS-003194 | 87009 VILLA LANE | 53537 | Nassau Grid | Nassau | 2008-02-05 | 2008-02-05 | FPL
LS-003196 | 10466 ILAH RD | 59617 | South Grid | Duval | 2008-05-12 | 2008-05-12 | JEA
LS-003209 | 76076 TIMBER CREEK BV | 46484 | Nassau Grid | Nassau | 2007-02-01 | 2007-02-01 | FPL
LS-003220 | 74 DAVIS PARK DR | 55457 | St Johns Grid | St Johns | 2008-03-18 | 2008-03-18 | FPL
LS-003247 | 4950 NEW WORLD AVE | 60257 | West Grid | Duval | 2008-06-01 | 2008-06-01 | JEA
LS-003274 | 3687 Lightview Ln | 49361 | East Grid | Duval | 2007-10-01 | 2007-10-01 | JEA
LS-003281 | 2627 Port Industrial Drive | 70817 | North Grid | Duval | 2008-10-27 | 2008-10-27 | JEA
LS-003322 | 1406 BISCAYNE GROVE LN | 62177 | North Grid | Duval | 2008-05-01 | 2008-05-01 | JEA
LS-003354 | 2200 CORPORATE SQUARE | 1756 | East Grid | Duval | 1950-01-01 | 1950-01-01 | JEA
LS-003355 | 14531 BARTRAM PARK BV | 51921 | St Johns Grid | Duval | 2007-12-13 | 2007-12-13 | JEA
LS-003356 | 14802 BARTRAM PARK BV | 52241 | St Johns Grid | Duval | 2007-12-13 | 2007-12-13 | JEA | 42943.34 | 1140
LS-003367 | 382 STERNWHEEL DR | 67618 | St Johns Grid | St Johns | 2008-07-01 | 2008-07-01 | FPL
LS-003388 | 63 FORT WADE RD | 79139 | St Johns Grid | Duval | 2008-11-03 | 2008-11-03 | JEA
LS-003478 | 8572 CHERYL ANN LANE | 65377 | West Grid | Duval | 2007-05-31 | 2007-05-31 | JEA
LS-003480 | 8469 KONA AV | 121716 | East Grid | Duval | 2010-02-08 | 2010-02-08 | JEA
LS-003483 | 8704 FREE AV | 99972 | East Grid | Duval | 2009-08-17 | 2009-08-17 | JEA
LS-003484 | 8516 INDIA AV | 120452 | East Grid | Duval | 2010-02-08 | 2010-02-08 | JEA
LS-003485 | 8494 JASPER AV | 120119 | East Grid | Duval | 2010-02-08 | 2010-02-08 | JEA
LS-003494 | 40 SHINNECOCK DR | 207524 | St Johns Grid | St Johns | 2009-06-09 | 2009-06-09 | FPL
LS-003513 | 15051 BARTRAM SPRINGS PY | 91969 | St Johns Grid | Duval | 2009-05-04 | 2009-05-04 | JEA
LS-003514 | 9766 RG SKINNER PY | 88433 | South Grid | Duval | 2006-10-26 | 2006-10-26 | JEA
LS-003515 | 343 LITTLE RIVER RD | 123652 | St Johns Grid | St Johns | 2008-12-08 | 2008-12-08 | FPL
LS-003612 | 79 NOCATEE VILLAGE DR | 98341 | St Johns Grid | St Johns | 2009-08-20 | 2009-08-20 | FPL | 108146.77 | 1324
LS-003613 | 96 FIELDCREST DR S | 81057 | St Johns Grid | St Johns | 2008-12-23 | 2008-12-23 | FPL
LS-003698 | 884 CROSS TOWN DR | 119156 | St Johns Grid | Duval | 2010-06-15 | 2010-06-15 | JEA
LS-003704 | 8744 KONA AV | 121748 | East Grid | Duval | 2009-08-17 | 2009-08-17 | JEA
LS-003705 | 8605 HARE AV | 120788 | East Grid | Duval | 2010-02-08 | 2010-02-08 | JEA
LS-003706 | 8603 GALVESTON AV | 121078 | East Grid | Duval | 2010-02-08 | 2010-02-08 | JEA
LS-003707 | 7700 HARE AV | 120756 | East Grid | Duval | 2010-02-10 | 2010-02-10 | JEA
LS-003708 | 512 ARLINGTON PLACE | 121412 | East Grid | Duval | 2010-02-08 | 2010-02-08 | JEA
LS-003709 | 7711 JASPER AV | 119172 | East Grid | Duval | 2010-02-08 | 2010-02-08 | JEA
LS-003714 | 12121 GEC PHILIPS HWY | 179333 | South Grid | Duval | 2010-05-19 | 2010-05-19 | JEA
LS-003717 | 228 CAPTIVA DR | 112116 | St Johns Grid | Duval | 2010-04-05 | 2010-04-05 | JEA
LS-003747 | 509 DRYSDALE DRIVE | 138677 | West Grid | Clay | 2011-04-20 | 2011-04-20 | CLAY E
LS-003826 | 87052 BRISTOL AV | 181556 | Nassau Grid | Nassau | 2014-04-21 | 2014-04-21 | FPL
LS-003876 | 17 DONGALLA CT | 110516 | East Grid | Duval | 2009-10-08 | 2009-10-08 | JEA
LS-003883 | 164 CHERRY LAUREL PL | 107636 | St Johns Grid | St Johns | 2009-12-16 | 2009-12-16 | FPL
LS-003886 | 5709 REDPOLL AV | 126196 | North Grid | Duval | 2010-08-17 | 2010-08-17 | JEA
LS-003888 | 10733 NORTH MAIN ST | 140917 | North Grid | Duval | 2011-05-11 | 2011-05-11 | JEA
LS-003890 | 246 MANGROVE THICKET BV | 129428 | St Johns Grid | St Johns | 2010-08-02 | 2010-08-02 | FPL
LS-003891 | 156 HOWLAND DR | 130356 | St Johns Grid | Duval | 2010-12-09 | 2010-12-09 | JEA
LS-003892 | 219 FOOTBRIDGE RD | 71265 | St Johns Grid | St Johns | 2008-07-07 | 2008-07-07 | FPL
LS-003900 | 887 NORTH DURBIN PY | 79777 | St Johns Grid | Duval | 2008-12-05 | 2008-12-05 | JEA
LS-003901 | 80 AIRPORT CENTER DR | 140276 | North Grid | Duval | 2016-08-10 | 2016-08-10 | JEA
LS-003902 | 9498 WEXFORD CHASE RD | 139958 | South Grid | Duval | 2011-05-11 | 2011-05-11 | JEA
LS-003906 | 7544 103RD ST | 145396 | West Grid | Duval | 2011-08-29 | 2011-08-29 | JEA | 300155.62 | 1060
LS-003910 | 12222 OLD ST AUGUSTINE RD | 149236 | South Grid | Duval | 2011-10-24 | 2011-10-24 | JEA
LS-003920 | 7891 PEARL ST | 143796 | North Grid | Duval | 2011-07-18 | 2011-07-18 | JEA
LS-003921 | 87447 COMMERCE BV | 152436 | Nassau Grid | Nassau | 2011-12-07 | 2011-12-07 | FPL
LS-003964 | 172 WANDERING WOODS WY | 155636 | St Johns Grid | St Johns | 2012-05-04 | 2012-05-04 | FPL
LS-003965 | 168 FEVER HAMMOCK DR | 157892 | St Johns Grid | St Johns | 2012-06-21 | 2012-06-21 | FPL
LS-003966 | 12604 HOOD LANDING RD | 158516 | South Grid | Duval | 2012-07-02 | 2012-07-02 | JEA
LS-003967 | 15171 DUVAL RD. | 158196 | North Grid | Duval | 2011-11-01 | 2011-11-01 | JEA | 44600 | 652.0927
LS-003973 | 1055 LOGAN STREET | 205590 | North Grid | Duval | 2013-10-15 | 2013-10-15 | JEA
LS-003974 | 7106 BALBOA RD | 163316 | South Grid | Duval | 2012-12-12 | 2012-12-12 | JEA | 268012.87 | 1360
LS-003976 | 2829 WESTBERRY RD | 168436 | South Grid | Duval | 2013-04-18 | 2013-04-18 | JEA
LS-003978 | 3925 TAR KILN RD. | 166196 | South Grid | Duval | 2013-03-06 | 2013-03-06 | JEA
LS-003979 | 503 WORCESTER COURT | 167156 | North Grid | Duval | 2013-04-09 | 2013-04-09 | JEA
LS-003980 | 100 Gospel Drive | 168132 | St Johns Grid | Duval | 2013-04-16 | 2013-04-16 | JEA
LS-003982 | 15701 WEST BEAVER ST | 204948 | West Grid | Duval | 2016-10-31 | 2016-10-31 | JEA
LS-003983 | 200 GULF STREAM WY | 172916 | St Johns Grid | St Johns | 2013-04-30 | 2013-04-30 | FPL
LS-003984 | rth | 174836 | St Johns Grid | Duval | 2013-07-11 | 2013-07-11 | JEA
LS-003985 | 12386 WHITMORE OAKS DR | 174852 | South Grid | Duval | 2013-08-27 | 2013-08-27 | JEA
LS-003986 | 11162 PARKSIDE PRESERVE WY | 173556 | South Grid | Duval | 2013-08-07 | 2013-08-07 | JEA
LS-003987 | 386 PERDIDO ST | 179956 | St Johns Grid | St Johns | 2013-10-03 | 2013-10-03 | FPL
LS-003989 | 10078 BRADLEY RD | 176117 | East Grid | Duval | 2013-10-21 | 2013-10-21 | JEA
LS-003993 | 4 MIRANDA RD | 207532 | St Johns Grid | St Johns | 2004-08-11 | 2004-08-11 | BEACHES E
LS-003995 | 8930 DEVON PINES DR | 180276 | East Grid | Duval | 2014-01-30 | 2014-01-30 | JEA
LS-003997 | 251 ANN SCOTT DR | 184116 | St Johns Grid | Duval | 2014-06-25 | 2014-06-25 | JEA
LS-003999 | 4760 SUNBEAM RD | 182518 | South Grid | Duval | 2014-05-29 | 2014-05-29 | JEA
LS-004000 | 7326 LONG LEAF BRANCH DR | 182218 | West Grid | Duval | 2014-01-10 | 2014-01-10 | JEA
LS-004001 | 3701 JULINGTON CREEK RD | 183476 | South Grid | Duval | 2014-07-16 | 2014-07-16 | JEA
LS-004003 | 16073 HUTTON LANE | 185429 | North Grid | Duval | 2014-09-05 | 2014-09-05 | JEA
LS-004004 | 6125 LONGLEAF PINE PY | 183479 | St Johns Grid | Duval | 2014-08-19 | 2014-08-19 | JEA
LS-004006 | 13026 CHRISTINE MARIE CT | 185734 | East Grid | Duval | 2014-08-27 | 2014-08-27 | JEA
LS-004007 | 458 ASPEN LEAF DR | 186378 | St Johns Grid | Duval | 2014-10-03 | 2014-10-03 | JEA
LS-004008 | 2878 Preveza Ct (New Address) | 186052 | East Grid | Duval | 2014-10-15 | 2014-10-15 | JEA
LS-004009 | 14992 BARTRAM CREEK BV | 187348 | St Johns Grid | Duval | 2014-10-22 | 2014-10-22 | JEA
LS-004010 | 64 SIGNATURE DR | 205270 | St Johns Grid | Duval | 2014-10-08 | 2014-10-08 | JEA
LS-004011 | 247 NEWBERRY DR | 187976 | St Johns Grid | St Johns | 2014-12-01 | 2014-12-01 | FPL
LS-004012 | 4424 OAK VALLEY COURT | 185413 | South Grid | Duval | 2014-12-19 | 2014-12-19 | JEA
LS-004013 | 77155 LUMBER CREEK BV | 205271 | Nassau Grid | Nassau | 2014-10-15 | 2014-10-15 | FPL
LS-004014 | 46 CARNATION ST | 188292 | St Johns Grid | Duval | 2014-11-19 | 2014-11-19 | JEA
LS-004015 | 814 WILD CYPRESS CIRCLE | 189252 | St Johns Grid | St Johns | 2015-01-12 | 2015-01-12 | FPL
LS-004016 | 13376 NOGAL LANE | 201109 | East Grid | Duval | 2014-10-07 | 2014-10-07 | JEA
LS-004018 | 88 TATE LANE | 188293 | St Johns Grid | St Johns | 2014-12-29 | 2014-12-29 | FPL
LS-004019 | 290 SPRING CREEK WY | 190228 | St Johns Grid | St Johns | 2015-02-24 | 2015-02-24 | FPL
LS-004020 | 258 BALVENIE DR | 188948 | St Johns Grid | St Johns | 2015-01-30 | 2015-01-30 | FPL
LS-004021 | 53 SENEGAL DR | 191189 | St Johns Grid | Duval | 2015-03-11 | 2015-03-11 | JEA
LS-004022 | 63 LAGOON COURSE DR | 187670 | St Johns Grid | St Johns | 2014-11-07 | 2014-11-07 | BEACHES E
LS-004023 | 4194 CEDAR POINT RD | 189924 | North Grid | Duval | 2015-01-07 | 2015-01-07 | JEA
LS-004024 | 12771 YELLOW BLUFF RD | 190550 | North Grid | Duval | 2014-09-26 | 2014-09-26 | JEA
LS-004025 | 14422 YELLOW BLUFF RD | 188966 | North Grid | Duval | 2015-01-12 | 2015-01-12 | JEA
LS-004026 | 211 LONE EAGLE WAY | 190551 | St Johns Grid | Duval | 2015-04-02 | 2015-04-02 | JEA
LS-004027 | 57 SOLIS AV | 192148 | St Johns Grid | Duval | 2015-04-20 | 2015-04-20 | JEA
LS-004028 | 95151 TIMBERLAKE DR | 189604 | Nassau Grid | Nassau | 2015-02-21 | 2015-02-21 | FPL
LS-004030 | 585 COCONUT PALM PY | 191844 | St Johns Grid | Duval | 2015-04-15 | 2015-04-15 | JEA
LS-004031 | 4970 BALLASTONE DR | 191861 | South Grid | Duval | 2015-06-11 | 2015-06-11 | JEA
LS-004032 | 12276 ROUEN COVE DR | 191860 | North Grid | Duval | 2015-06-09 | 2015-06-09 | JEA
LS-004033 | 23 ANILA St | 192149 | St Johns Grid | Duval | 2015-04-20 | 2015-04-20 | JEA
LS-004034 | 2079 PATRIOT RIDGE CT | 191845 | West Grid | Duval | 2015-05-15 | 2015-05-15 | JEA
LS-004035 | 14278 RIVER STORY DR | 196660 | South Grid | Duval | 2015-06-25 | 2015-06-25 | JEA
LS-004036 | 14749 RUSSELL BRIDGE DR | 192157 | St Johns Grid | Duval | 2015-06-08 | 2015-06-08 | JEA
LS-004037 | 221 AMALURRA TRAIL | 195991 | St Johns Grid | Duval | 2015-10-07 | 2015-10-07 | JEA
LS-004038 | 2301 YORK ST | 192150 | East Grid | Duval | 2015-04-07 | 2015-04-07 | JEA
LS-004039 | 10910 AVENUES WALK BV | 195994 | South Grid | Duval | 2009-02-05 | 2009-02-05 | JEA
LS-004040 | 825 LIBERTY STREET | 196968 | North Grid | Duval | 2014-10-27 | 2014-10-27 | JEA
LS-004041 | 296 STONE MASON WAY | 196308 | St Johns Grid | Duval | 2015-12-07 | 2015-12-07 | JEA
LS-004042 | 38 TIERRA COVE | 195988 | St Johns Grid | Duval | 2015-10-07 | 2015-10-07 | JEA
LS-004043 | 674 JULINGTON LAKES | 205268 | St Johns Grid | Duval | 2015-11-17 | 2015-11-17 | JEA
LS-004044 | 7257 STEVENTON WAY | 196309 | West Grid | Duval | 2015-10-30 | 2015-10-30 | JEA
LS-004045 | 2749 CHAPMAN OAK DR | 198548 | South Grid | Duval | 2015-11-24 | 2015-11-24 | JEA
LS-004046 | 635 SHEARWATER PY | 196964 | St Johns Grid | St Johns | 2015-12-08 | 2015-12-08 | FPL | 242231.78 | 1600
LS-004047 | 873 SHEARWATER PY | 196967 | St Johns Grid | St Johns | 2015-12-08 | 2015-12-08 | FPL
LS-004048 | 473 CASPIA LN | 195995 | St Johns Grid | St Johns | 2015-11-19 | 2015-11-19 | FPL
LS-004049 | 12021 ARIANA ELYSE DR | 198868 | South Grid | Duval | 2016-02-03 | 2016-02-03 | JEA
LS-004050 | 12490 SHADY BRIDGE TRAIL | 198564 | South Grid | Duval | 2016-02-03 | 2016-02-03 | JEA
LS-004051 | 550 STONE RIDGE DR | 195996 | St Johns Grid | Duval | 2016-01-07 | 2016-01-07 | JEA
LS-004052 | 159 STONE CREEK CIRCLE | 198230 | St Johns Grid | Duval | 2016-02-08 | 2016-02-08 | JEA
LS-004053 | 6121 AUTHORITY AV | 207531 | West Grid | Duval | 2004-12-01 | 2004-12-01 | JEA
LS-004054 | 97026 HARBOR CONCOURSE | 200468 | Nassau Grid | Nassau | 2016-02-23 | 2016-02-23 | FPL
LS-004055 | 2037 BLUEWATER DR | 194710 | St Johns Grid | St Johns | 2015-09-03 | 2015-09-03 | FPL
LS-004056 | 10561 RUSSELL SAMPSON RD | 202708 | St Johns Grid | Duval | 2016-05-06 | 2016-05-06 | JEA
LS-004057 | 174 PINE LAKE DR | 201124 | St Johns Grid | St Johns | 2016-03-22 | 2016-03-22 | FPL
LS-004058 | 12143 CALUMET FARM DR | 200486 | South Grid | Duval | 2016-03-02 | 2016-03-02 | JEA
LS-004059 | 2689 FLYNN ROAD WEST | 201143 | South Grid | Duval | 2016-03-29 | 2016-03-29 | JEA
LS-004060 | 13725 PHILLIPS HY | 207530 | St Johns Grid | Duval | 2017-01-20 | 2017-01-20 | JEA
LS-004061 | 85990 BLACK TERN DRIVE | 199508 | Nassau Grid | Nassau | 2016-02-10 | 2016-02-10 | FPL
LS-004062 | 4802 ARBOR MILL CIRCLE | 206580 | West Grid | Clay | 2016-08-17 | 2016-08-17 | CLAY E
LS-004063 | 149 WILDERNESS RIDGE DR | 203989 | St Johns Grid | Duval | 2016-06-09 | 2016-06-09 | JEA
LS-004064 | 11205 BAPTIST HEALTH DRIVE | 203668 | North Grid | Duval | 2016-09-01 | 2016-09-01 | JEA
LS-004065 | 993 PINELAND BAY DRIVE | 203348 | St Johns Grid | St Johns | 2016-05-20 | 2016-05-20 | FPL
LS-004066 | 273 BOWLAN ST S | 206548 | East Grid | Duval | 2016-08-18 | 2016-08-18 | JEA
LS-004067 | 175 SPANISH CREEK DR | 206900 | St Johns Grid | Duval | 2016-09-27 | 2016-09-27 | JEA
LS-004068 | 425 Kayak Club Drive | 207221 | St Johns Grid | St Johns | 2016-11-01 | 2016-11-01 | FPL
LS-004069 | 304 Gillespie Gardens Drive | 206948 | North Grid | Duval | 2016-12-22 | 2016-12-22 | JEA
LS-004070 | 155 Ashlar Drive | 207831 | St Johns Grid | St Johns | 2017-01-19 | 2017-01-19 | FPL
LS-004071 | 7627 Sunnydale Lane | 207556 | South Grid | Duval | 2017-01-27 | 2017-01-27 | JEA
LS-004072 | 8143 Brothers Walk Lane | 208148 | East Grid | Duval | 2017-01-06 | 2017-01-06 | JEA
LS-004073 | 76255 Wildlight Ave | 209129 | Nassau Grid | Duval | 2017-02-09 | 2017-02-09 | FPL
LS-004074 | 10728 Clydesdale Dr. W | 208468 | South Grid | Duval | 2017-04-01 | 2017-04-01 | JEA
LS-004075 | 9996 Pavens Creek Dr. | 209444 | West Grid | Duval | 2017-03-27 | 2017-03-27 | JEA
LS-004076 | 13443 Avery Park Ln. | 209428 | North Grid | Duval | 2017-05-08 | 2017-05-08 | JEA
LS-004077 | 2517 Alexia Cr. | 211989 | East Grid | Duval | 2017-03-18 | 2017-03-18 | JEA
LS-004078 | 205 Heron Bay Road | 211032 | North Grid | Duval | 2016-12-09 | 2016-12-09 | JEA
LS-004079 | 10139 Kit Fox PY | 210388 | West Grid | Duval | 2017-03-22 | 2017-03-22 | JEA
LS-004080 | 13306 Cedar Hammock Way | 213268 | North Grid | Duval | 2017-02-27 | 2017-02-27 | JEA
LS-004081 | 105 Coppinger Pl | 210708 | St Johns Grid | Duval | 2017-05-10 | 2017-05-10 | JEA
LS-004082 | 391 Northside Dr. | 212309 | North Grid | Duval | 2017-03-23 | 2017-03-23 | JEA
LS-004083 | 1938 April Oaks Dr | 216164 | West Grid | Duval | 2017-07-12 | 2017-07-12 | JEA
LS-004084 | 426 Timberland Forest Bv | 214868 | St Johns Grid | Duval | 2017-08-02 | 2017-08-02 | JEA
LS-004085 | 340 Bent Creek Dr. | 216180 | St Johns Grid | St Johns | 2017-09-29 | 2017-09-29 | JEA
LS-004086 | 84 Albany Bay Bv | 217764 | St Johns Grid | Duval | 2017-11-30 | 2017-11-30 | JEA
LS-004087 | 6850 Energy Center Drive | 217124 | South Grid | Duval | 2017-10-25 | 2017-10-25 | JEA
LS-004088 | 245 Crosswater Lake Dr. | 216517 | St Johns Grid | St Johns | 2017-11-14 | 2017-11-14 | FPL | 228055.37 | 970
LS-004089 | 7171 Preston Pines Trail | 220388 | West Grid | Duval | 2018-01-03 | 2018-01-03 | JEA
LS-004090 | 2591 Tartus Dr. | 217444 | East Grid | Duval | 2017-08-28 | 2017-08-28 | JEA
LS-004091 | 47 Indian Grass Dr. | 219364 | St Johns Grid | St Johns | 2018-02-01 | 2018-02-01 | FPL
LS-004092 | 383 Albany Bay Bv | 223012 | St Johns Grid | Duval | 2018-03-08 | 2018-03-08 | JEA
LS-004093 | 248 Waterline Dr. | 224932 | St Johns Grid | St Johns | 2018-02-01 | 2018-02-01 | JEA
LS-004094 | 211 BEACHWALK BLVD | 217767 | South Grid | Duval | 2017-11-30 | 2017-11-30 | JEA
LS-004095 | 7202 Palm Reserve Lane | 222996 | West Grid | Duval | 2018-03-08 | 2018-03-08 | JEA
LS-004096 | 95530 College Parkway | 222004 | Nassau Grid | Nassau | 2018-01-05 | 2018-01-05 | FPL
LS-004097 | 958 Shetland Drive (1093?) | 226212 | St Johns Grid | St Johns | 2018-03-08 | 2018-03-08 | FPL
LS-004098 | 1282 Sarah's Landing Dr | 222676 | West Grid | Duval | 2018-03-07 | 2018-03-07 | JEA
LS-004099 | 1279 Adelena Ln | 229845 | West Grid | Duval | 2018-03-19 | 2018-03-19 | JEA
LS-004100 | 94995 Palm Point Dr. | 225252 | Nassau Grid | Nassau | 2018-03-20 | 2018-03-20 | FPL
LS-004101 | 11382 River Hollow Ln | 222036 | North Grid | Duval | 2018-03-20 | 2018-03-20 | JEA
LS-004102 | 8142 Fouraker Forest Rd | 223668 | West Grid | Duval | 2018-03-28 | 2018-03-28 | JEA
LS-004103 | 7210 Townsend Village Ln | 222052 | South Grid | Duval | 2018-01-18 | 2018-01-18 | JEA
LS-004104 | 14525 Bartram Creek Blvd. | 224612 | St Johns Grid | Duval | 2018-04-23 | 2018-04-23 | JEA
LS-004105 | 43 Marques Ct. | 224308 | South Grid | Duval | 2018-04-16 | 2018-04-16 | JEA
LS-004106 | 12429 Sea Island Dr. | 223332 | East Grid | Duval | 2018-04-26 | 2018-04-26 | JEA
LS-004107 | 9677 Price Park Dr | 226532 | South Grid | Duval | 2018-05-15 | 2018-05-15 | JEA
LS-004108 | 52 Honey Blossom Rd. | 227605 | St Johns Grid | St Johns | 2018-05-26 | 2018-05-26 | JEA
LS-004109 | 119 Whitefish Trail | 235204 | St Johns Grid | St Johns | 2015-06-15 | 2015-06-15 | FPL
LS-004110 | 10888 Ventnor Ave | 228788 | North Grid | Duval | 2018-06-18 | 2018-06-18 | JEA
LS-004111 | 3161 Hawks Hill Ln | 228151 | South Grid | Duval | 2018-06-25 | 2018-06-25 | JEA
LS-004112 | 132 Whistling Straits Dr. | 229788 | St Johns Grid | St Johns | 2018-07-05 | 2018-07-05 | FPL
LS-004113 | 182 KAPALUA PL | 223972 | St Johns Grid | St Johns | 2018-07-12 | 2018-07-12 | JEA
LS-004114 | 1674 Liberty Tree Pl | 227174 | West Grid | Duval | 2018-07-13 | 2018-07-13 | JEA
LS-004115 | 332 Durbin Pavalion Dr | 231988 | St Johns Grid | Duval | 2018-07-18 | 2018-07-18 | JEA
LS-004116 | 86590 Lazy Lake Cr | 228806 | Nassau Grid | Nassau | 2018-08-02 | 2018-08-02 | FPL
LS-004117 | 10931 Chitwood Dr | 229430 | North Grid | Duval | 2018-08-06 | 2018-08-06 | JEA
LS-004118 | 5609 Hampton Creek Rd | 232308 | North Grid | Duval | 2018-08-10 | 2018-08-10 | JEA
LS-004119 | 9831 Kevin Rd | 235911 | South Grid | Duval | 2018-10-12 | 2018-10-12 | JEA
LS-004120 | 154 Chandler Dr | 235222 | St Johns Grid | St Johns | 2018-10-12 | 2018-10-12 | FPL
LS-004121 | 1820 Owens Rd. | 235188 | North Grid | Duval | 2018-10-30 | 2018-10-30 | JEA
LS-004122 | 9210 GILMORE GROVE WAY | 235205 | East Grid | Duval | 2018-11-28 | 2018-11-28 | JEA
LS-004123 | 3270 Tamaya Blvd | 241684 | East Grid | Duval | 2018-12-07 | 2018-12-07 | JEA
LS-004124 | 12459 Orchard Grove | 255492 | North Grid | Duval | 2019-02-06 | 2019-02-06 | JEA
LS-004125 | 5171 Lake Shannon Dr | 240102 | North Grid | Duval | 2019-02-08 | 2019-02-08 | JEA
LS-004126 | 95422 Creekville Dr | 240404 | Nassau Grid | Nassau | 2019-02-09 | 2019-02-09 | FPL
LS-004127 | 490 Cameo Dr | 242660 | St Johns Grid | St Johns | 2019-02-10 | 2019-02-10 | FPL
LS-004128 | 77021 Crosscut Way | 239780 | Nassau Grid | Nassau | 2019-02-09 | 2019-02-09 | FPL
LS-004129 | 93066 Sandown Rd | 238484 | Nassau Grid | Nassau | 2019-02-09 | 2019-02-09 | FPL
LS-004130 | 12074 Williamstown Dr | 255172 | St Johns Grid | St Johns | 2019-02-12 | 2019-02-12 | JEA
LS-004131 | 9220 Big Horn Trail | 242004 | West Grid | Duval | 2019-02-26 | 2019-02-26 | JEA
LS-004132 | 10644 ABBOT COVE DRIVE | 241044 | East Grid | Duval | 2019-02-27 | 2019-02-27 | JEA
LS-004133 | 2371 SEA PALM AVENUE | 239140 | North Grid | Duval | 2019-02-28 | 2019-02-28 | JEA
LS-004134 | 14605 Spring Light Circle | 250708 | North Grid | Duval | 2019-03-13 | 2019-03-13 | JEA
LS-004135 | 13824 Hidden Oaks Ln | 236565 | South Grid | Duval | 2019-04-17 | 2019-04-17 | JEA
LS-004136 | 1536 Sandy Creek Pkwy | 230740 | St Johns Grid | St Johns | 2018-03-19 | 2018-03-19 | FPL
LS-004137 | 3312 Alta Lakes | 243285 | North Grid | Duval | 2019-03-21 | 2019-03-21 | JEA
LS-004138 | 3685 Shiner Dr. | 243284 | North Grid | Duval | 2019-03-21 | 2019-03-21 | JEA
LS-004139 | 13252 Air Coupe Rd. | 261252 | West Grid | Duval | 2019-04-03 | 2019-04-03 | JEA
LS-004140 | 10871 Aventura Dr. | 242967 | South Grid | Duval | 2019-04-03 | 2019-04-03 | JEA
LS-004141 | 14193 Phillips Hwy | 235924 | St Johns Grid | St Johns | 2018-11-21 | 2018-11-21 | JEA
LS-004142 | 40 Shadow Cove | 246804 | St Johns Grid | St Johns | 2019-04-12 | 2019-04-12 | JEA
LS-004143 | 8140 Merchant Way | 244564 | West Grid | Duval | 2019-04-17 | 2019-04-17 | JEA
LS-004144 | 44 Old Cottage Dr. | 246196 | St Johns Grid | St Johns | 2019-04-22 | 2019-04-22 | FPL
LS-004145 | 11046 Mandarin Perserve Dr. | 253252 | South Grid | Duval | 2019-04-22 | 2019-04-22 | JEA
LS-004146 | 1702 Potsburg Point Dr. | 247124 | East Grid | Duval | 2019-04-30 | 2019-04-30 | JEA
LS-004147 | 110 Antilla Way | 252293 | St Johns Grid | St Johns | 2019-05-12 | 2019-05-12 | JEA
LS-004148 | 6460 Longleaf Branch Drive | 249109 | West Grid | Duval | 2019-05-17 | 2019-05-17 | JEA
LS-004149 | 11178 Town View Dr. | 248452 | South Grid | Duval | 2019-05-17 | 2019-05-17 | JEA
LS-004150 | 8908 Ruby Rd. | 250692 | South Grid | Duval | 2019-05-17 | 2019-05-17 | JEA
LS-004151 | 5301 Dolphin Point Bv | 254903 | East Grid | Duval | 2019-05-24 | 2019-05-24 | JEA
LS-004152 | 83780 Nether St | 259653 | Nassau Grid | Nassau | 2019-06-05 | 2019-06-05 | FPL
LS-004154 | 12135 Wells C reek Pkwy | 247494 | St Johns Grid | St Johns | 2019-06-19 | 2019-06-19 | JEA
LS-004155 | 13811 Brookwater Dr. | 248132 | St Johns Grid | St Johns | 2019-06-15 | 2019-06-15 | JEA
LS-004156 | 96931 Slate Ct. | 252308 | Nassau Grid | Nassau | 2019-07-16 | 2019-07-16 | FPL
LS-004157 | 1622 Shearwater Pkwy | 253588 | St Johns Grid | St Johns | 2019-07-16 | 2019-07-16 | FPL
LS-004158 | 9646 Garden Street | 254532 | West Grid | Duval | 2019-07-26 | 2019-07-26 | JEA
LS-004159 | 15686 Saddle Charger | 251332 | West Grid | Duval | 2019-07-26 | 2019-07-26 | JEA
LS-004160 | 2519 Wisdom Ct | 261253 | West Grid | Duval | 2019-08-21 | 2019-08-21 | JEA
LS-004161 | 76040 William Burgess Bv | 257108 | Nassau Grid | Nassau | 2019-09-10 | 2019-09-10 | FPL
LS-004163 | 11861 Bardin Rd | 252932 | North Grid | Duval | 2019-09-10 | 2019-09-10 | JEA
LS-004164 | 10192 Nala Ln | 253892 | North Grid | Duval | 2019-09-10 | 2019-09-10 | JEA
LS-004165 | 8371 Meadow Walk Lane | 258052 | South Grid | Duval | 2019-09-16 | 2019-09-16 | JEA
LS-004166 | 1000 Island Point Dr. | 1875 | North Grid | Duval | 2019-12-01 | 2019-12-01 | JEA
LS-004167 | 77040 ROBERT WILLIAMS DR | 264452 | Nassau Grid | Nassau | 2019-11-02 | 2019-11-02 | FPL
LS-004168 | 11422 MADELYNN DR | 268004 | South Grid | Duval | 2019-11-03 | 2019-11-03 | JEA
LS-004169 | 13206 Spartina Grass Dr. | 262548 | North Grid | Duval | 2019-11-04 | 2019-11-04 | JEA
LS-004170 | 85633 FALL RIVER PY | 257140 | Nassau Grid | Nassau | 2019-11-05 | 2019-11-05 | FPL
LS-004171 | 11399 SQUARE ST | 260292 | South Grid | Duval | 2019-11-06 | 2019-11-06 | JEA
LS-004172 | 409 Bartram Market Dr. | 262564 | St Johns Grid | St Johns | 2019-12-02 | 2019-12-02 | JEA
LS-004173 | 10335 RIVERWALK CT | 255828 | North Grid | Duval | 2019-12-01 | 2019-12-01 | JEA
LS-004174 | 97 WHITE CYPRESS DR | 266068 | St Johns Grid | Duval | 2019-12-01 | 2019-12-01 | JEA
LS-004175 | 7736 POINT MEADOWS DR | 270532 | South Grid | Duval | 2019-12-01 | 2019-12-01 | JEA
LS-004176 | 80 ANDESITE TL | 259972 | St Johns Grid | St Johns | 2019-12-01 | 2019-12-01 | FPL
LS-004177 | 6656 Sandler Lakes Dr | 265092 | West Grid | Duval | 2020-04-28 | 2020-04-28 | JEA
LS-004178 | 1966 CARTER LANDING BV | 265732 | West Grid | Duval | 2020-02-24 | 2020-02-24 | JEA
LS-004179 | 9782 Fiddleback Ln | 267012 | West Grid | Duval | 2020-02-24 | 2020-02-24 | JEA
LS-004180 | 10367 Silverbrook Tr | 270580 | South Grid | Duval | 2020-02-26 | 2020-02-26 | JEA
LS-004181 | 326 WILDLIGHT AVE | 267332 | Nassau Grid | Nassau | 2020-02-24 | 2020-02-24 | FPL
LS-004182 | 15593 WOODBURY DR | 262535 | West Grid | Duval | 2020-03-09 | 2020-03-09 | JEA
LS-004183 | 2687 Ignition Drive | 263525 | North Grid | Duval | 2020-03-11 | 2020-03-11 | JEA
LS-004184 | 250 Aralia Ln | 263846 | East Grid | Duval | 2020-03-18 | 2020-03-18 | JEA
LS-004185 | 10236 Innovation Way | 264772 | South Grid | Duval | 2020-03-31 | 2020-03-31 | JEA
LS-004186 | 9156 Westwick Ln | 267652 | East Grid | Duval | 2020-04-02 | 2020-04-02 | JEA
LS-004188 | 59 Voysey Pl | 265412 | St Johns Grid | St Johns | 2020-04-20 | 2020-04-20 | FPL
LS-004189 | 136 Frontier Square | 269924 | St Johns Grid | St Johns | 2020-04-20 | 2020-04-20 | FPL
LS-004190 | 312 Bartram Ranch Blvd | 267669 | St Johns Grid | St Johns | 2020-05-05 | 2020-05-05 | FPL
LS-004191 | 11205 KETTERING CROSSING DR | 277033 | South Grid | Duval | 2020-05-30 | 2020-05-30 | JEA
LS-004192 | 11212 MARGARETS LANDING PL | 269588 | North Grid | Duval | 2020-05-30 | 2020-05-30 | JEA
LS-004193 | 9925 REDFISH MARSH CR | 270564 | North Grid | Duval | 2020-05-30 | 2020-05-30 | JEA
LS-004194 | 3661 SAN PABLO PY | 272180 | East Grid | Duval | 2020-05-30 | 2020-05-30 | JEA
LS-004195 | 117 SCOTCH PEBBLE DR | 274756 | St Johns Grid | Duval | 2020-05-30 | 2020-05-30 | JEA
LS-004196 | 86274 MAINLINE RD | 271220 | Nassau Grid | Nassau | 2020-05-26 | 2020-05-26 | FPL
LS-004197 | 135 WATERVALE DR. | 270900 | St Johns Grid | St Johns | 2020-06-12 | 2020-06-12 | FPL
LS-004198 | 1888 MAXINE BRANCH WY | 213268 | North Grid | Duval | 2020-07-06 | 2020-07-06 | JEA
LS-004199 | 227 ANTHEM RIDGE DR | 275076 | St Johns Grid | St Johns | 2020-07-17 | 2020-07-17 | FPL
LS-004200 | 5937 CREEKSIDE CROSSING DR | 273828 | West Grid | Duval | 2020-10-19 | 2020-10-19 | JEA
LS-004201 | 7095 CAMFIELD LANDING DR | 275172 | West Grid | Duval | 2020-07-24 | 2020-07-24 | JEA
LS-004202 | 2989 FARMALL DR | 272820 | North Grid | Duval | 2020-07-28 | 2020-07-28 | JEA
LS-004203 | 985 Windley Dr | 272196 | St Johns Grid | St Johns | 2020-08-17 | 2020-08-17 | FPL
LS-004204 | 70 Hasu Rd. | 273844 | St Johns Grid | Duval | 2020-08-17 | 2020-08-17 | JEA
LS-004205 | 75468 Estuary Way | 273460 | Nassau Grid | Nassau | 2020-08-21 | 2020-08-21 | FPL
LS-004206 | 324 SILKGRASS PLACE | 277036 | St Johns Grid | St Johns | 2020-09-08 | 2020-09-08 | FPL
LS-004207 | 408 Annies Lane | 271540 | North Grid | Duval | 2020-10-22 | 2020-10-22 | JEA
LS-004208 | 84695 Fall River Pkwy | 277030 | Nassau Grid | Nassau | 2020-10-23 | 2020-10-23 | FPL
LS-004209 | 179 Rivertown Shoppes Dr. | 219364 | St Johns Grid | St Johns | 2020-11-24 | 2020-11-24 | FPL
LS-004210 | 290 Purus Way | 277038 | St Johns Grid | St Johns | 2020-11-24 | 2020-11-24 | FPL
LS-004211 | 5208 SAWMILL POINT WAY | 224932 | West Grid | Duval | 2020-12-04 | 2020-12-04 | JEA
LS-004212 | 12783 LAUREL BAY DR | 217767 | East Grid | Duval | 2020-12-11 | 2020-12-11 | JEA
LS-004213 | 11394 OYSTER CREEK RD | 222996 | North Grid | Duval | 2021-01-05 | 2021-01-05 | JEA
LS-004214 | 9189 OPEN FIELD RD | 222004 | West Grid | Duval | 2020-12-04 | 2020-12-04 | JEA
LS-004215 | 1550 PANTHER LAKE PY | 226212 | West Grid | Duval | 2020-12-04 | 2020-12-04 | JEA
LS-004216 | 4687 Clapboard Crossing Way | 222676 | North Grid | Duval | 2021-02-10 | 2021-02-10 | JEA
LS-004217 | 290 Sand Harbor Drive | 229845 | St Johns Grid | St Johns | 2021-03-30 | 2021-03-30 | FPL
LS-004218 | 932 Rotary Rd | 225252 | East Grid | Duval | 2021-03-28 | 2021-03-28 | JEA
LS-004219 | 438 Meadow Creek Dr. | 222036 | St Johns Grid | St Johns | 2021-03-29 | 2021-03-29 | FPL
LS-004220 | 1708 Enclave Rd | 223668 | East Grid | Duval | 2021-04-01 | 2021-04-01 | JEA
LS-004221 | 8233 Victory Crossing Bv | 222052 | West Grid | Duval | 2021-04-01 | 2021-04-01 | JEA
LS-004222 | 2159 SHEARWATER PARKWAY | 277051 | St Johns Grid | St Johns | 2021-04-26 | 2021-04-26 | FPL
LS-004223 | 75426 Harvester Street | 224308 | Nassau Grid | NaSSAU | 2021-04-26 | 2021-04-26 | FPL
LS-004224 | 5343 Wabash Blve | 277044 | West Grid | Duval | 2021-04-25 | 2021-04-25 | JEA
LS-004225 | 13510 Holsinger Blvd | 226532 | St Johns Grid | St Johns | 2021-04-30 | 2021-04-30 | JEA
LS-004226 | 1910 ALLEGIANCE PL | 284077 | West Grid | Duval | 2021-05-01 | 2021-05-01 | JEA
LS-004227 | 13053 PALMETTO BLUFF DR | 281924 | East Grid | Duval | 2021-05-02 | 2021-05-02 | JEA
LS-004229 | 314 Harper Lane | 278292 | St Johns Grid | St Johns | 2021-05-04 | 2021-05-04 | JEA
LS-004230 | 12260 Gillespie Ave | 282132 | North Grid | Duval | 2021-06-22 | 2021-06-22 | JEA
LS-004231 | 409 Stillwater Blvd | 282469 | St Johns Grid | St Johns | 2021-06-22 | 2021-06-22 | JEA
LS-004232 | 14604 Lattice Ct | 284076 | North Grid | Duval | 2021-06-29 | 2021-06-29 | JEA
LS-004233 | 59 Potters Mill Tr | 281812 | St Johns Grid | St Johns | 2021-06-29 | 2021-06-29 | FPL
LS-004234 | 161 Spinner Dr. | 281813 | St Johns Grid | St Johns | 2021-06-29 | 2021-06-29 | FPL
LS-004235 | 7808 Driggers St | 284075 | West Grid | Duval | 2021-06-29 | 2021-06-29 | JEA
LS-004236 | 11328 Newtonian Bv | 282500 | South Grid | Duval | 2021-06-30 | 2021-06-30 | JEA
LS-004237 | 16683 Cody Creek Ct | 283412 | North Grid | Duval | 2021-08-23 | 2021-08-23 | JEA
LS-004238 | 424 Burbank Ave. | 284074 | St Johns Grid | St Johns | 2021-08-23 | 2021-08-23 | JEA
LS-004239 | 1400 Tan Tara Tr | 284073 | West Grid | Duval | 2021-08-26 | 2021-08-26 | JEA
LS-004240 | 330 Floco Av | 284072 | Nassau Grid | Nassau | 2021-09-14 | 2021-09-14 | FPL
LS-004241 | 452 Cherry Ridge Dr | 284071 | West Grid | Clay | 2021-10-07 | 2021-10-07 | CLAY E
LS-004242 | 4965 Waning Way | 284070 | South Grid | Duval | 2021-10-25 | 2021-10-25 | JEA
LS-004243 | 13591 Brookwater Dr. | 284069 | St Johns Grid | Duval | 2021-11-04 | 2021-11-04 | JEA
LS-004244 | 2189 Hudson Grove Dr | 284068 | North Grid | Duval | 2021-11-04 | 2021-11-04 | JEA
LS-004245 | 10481 Anthem Wy | 284067 | South Grid | Duval | 2021-12-01 | 2021-12-01 | JEA
LS-004246 | 225 Valley Falls | 283764 | St Johns Grid | Duval | 2021-12-01 | 2021-12-01 | JEA
LS-004247 | 13095 HOLSINGER BV | 284066 | St Johns Grid | Duval | 2022-03-01 | 2022-03-01 | JEA
LS-004248 | 372 SAINT ELIZABETH WY | 284065 | St Johns Grid | Duval | 2022-03-02 | 2022-03-02 | JEA
LS-004249 | 9878 Filament Bv | 284078 | South Grid | Duval | 2022-03-15 | 2022-03-15 | JEA
LS-004250 | 11245 Assembly St | 284084 | South Grid | Duval | 2022-03-16 | 2022-03-16 | JEA
LS-004251 | 2293 Kistlers Ridge Wy | 285013 | West Grid | Duval | 2022-04-01 | 2022-04-01 | JEA
LS-004252 | 1071 Brown Bear Run | 285012 | St Johns Grid | St Johns | 2022-04-01 | 2022-04-01 | FPL
LS-004253 | 6349 MORNING BLUFF DR | 286004 | WEST | Duval | 2022-05-01 | 2022-05-01 | JEA
LS-004254 | 3771 SPRING GARDEN CT | 286629 | South Grid | Duval | 2022-05-06 | 2022-05-06 | JEA
LS-004255 | 151 JULBILEE CIRCLE | 286628 | Nassau Grid | Nassau | 2022-05-06 | 2022-05-06 | FPL
LS-004256 | 87 Pasadena Dr | 286613 | St Johns Grid | St Johns | 2022-05-10 | 2022-05-10 | FPL
LS-004257 | 237 TERRAPIN CT | 286948 | NORTH | Duval | 2022-06-01 | 2022-06-01 | JEA
LS-004258 | 10503 FLORENCE JEAN DR | 286949 | SOUTH | Duval | 2022-06-02 | 2022-06-02 | JEA
LS-004259 | 9833 CRAVEN RD | 288980 | SOUTH | Duval | 2022-06-03 | 2022-06-03 | JEA
LS-004260 | 26 ROSEMONT DR | 287252 | ST JOHNS | St Johns | 2022-06-04 | 2022-06-04 | FPL
LS-004261 | 2026 RIBAULT SCENIC DR | 287268 | NORTH | Duval | 2022-06-05 | 2022-06-05 | JEA
LS-004262 | 65980 EDGEWATER DR | 287572 | NASSAU | Nassau | 2022-06-06 | 2022-06-06 | FPL
LS-004263 | 29 Cypress Edge Drive | 288212 | St Johns Grid | St Johns | 2022-06-07 | 2022-06-07 | FPL
LS-004264 | 1177 Stillwater Boulevard | 288852 | St Johns Grid | St Johns | 2022-06-08 | 2022-06-08 | FPL
LS-004265 | 436 MATILDA LN | 288853 | East Grid | Duval | 2022-06-09 | 2022-06-09 | JEA
LS-004266 | 166 Shell Ridge Lane | 288916 | St Johns Grid | St Johns | 2022-06-10 | 2022-06-10 | FPL
LS-004267 | 9731 TROUT TIDDES BV | 288932 | North Grid | Duval | 2022-06-11 | 2022-06-11 | JEA
LS-004268 | 8299 HELMSLEY BV | 288933 | North Grid | Duval | 2022-06-12 | 2022-06-12 | JEA
LS-004269 | 5211 LACEBARK PINE LA | 288884 | South Grid | Duval | 2022-06-13 | 2022-06-13 | JEA
LS-004270 | 208 Peace River Road | 289188 | St Johns Grid | St Johns | 2022-06-14 | 2022-06-14 | FPL
LS-004271 | 11790 Abess Blvd | 289204 | East Grid | Duval | 2022-08-24 | 2022-08-24 | JEA
LS-004272 | 131 Tracker Street | 289622 | St Johns Grid | St Johns | 2022-08-29 | 2022-08-29 | FPL
LS-004273 | 2410 Sapp Road | 289631 | North Grid | Duval | 2022-09-01 | 2022-09-01 | JEA
LS-004274 | 95421 Katherine Street | 293231 | NASSAU | Nassau | 2022-11-03 | 2022-11-03 | FPL
LS-004275 | 3766 JONES ROAD | 296432 | West Grid | Duval | 2022-12-21 | 2022-12-21 | JEA
LS-004276 | 292 A1A N | 298433 | St Johns Grid | St Johns | 2022-12-29 | 2022-12-29 | FPL
LS-004277 | 11229 DOMAIN DRIVE | 298434 | South Grid | Duval | 2023-01-19 | 2023-01-19 | JEA
LS-004278 | 104 BEE BALM LANE | 301633 | St Johns Grid | St Johns | 2023-01-20 | 2023-01-20 | FPL
LS-004279 | 213 WAMBAW DRIVE | 301635 | St Johns Grid | St Johns | 2023-02-01 | 2023-02-01 | FPL
LS-004280 | 257 STORYBOOK POINT | 301634 | St Johns Grid | St Johns | 2023-01-20 | 2023-01-20 | FPL
LS-004281 | 12921 DUVAL ROAD | 302433 | North Grid | Duval | 2023-01-25 | 2023-01-25 | JEA
LS-004282 | 1511 Zoo Parkway | 304433 | North Grid | Duval | 2023-02-13 | 2023-02-13 | JEA
LS-004283 | 7766 Copper Ridge Rd. | 304833 | West Grid | Duval | 2023-02-14 | 2023-02-14 | JEA
LS-004284 | 519 Palm Crest Dr | 305233 | St Johns Grid | St Johns | 2023-02-15 | 2023-02-15 | FPL
LS-004285 | 155 East Peyton Prkwy | 304033 | St Johns Grid | St Johns | 2022-10-03 | 2022-10-03 | FPL | 3268.8 | 617.1597
LS-004286 | 9909 Pritchard Rd. | 306833 | West Grid | Duval | 2023-02-24 | 2023-02-24 | JEA
LS-004287 | 160 Beachwalk Shores Drive | 309633 | St Johns Grid | St Johns | 2023-04-15 | 2023-04-15 | JEA
LS-004288 | 12488 Russian Olive Rd | 309634 | North Grid | Duval | 2023-04-15 | 2023-04-15 | JEA
LS-004289 | 450 CURVED BAY TRAIL | 310433 | St Johns Grid | St Johns | 2023-04-15 | 2023-04-15 | FPL
LS-004290 | 5681 Hollow Birch Drive | 311233 | West Grid | Duval | 2023-04-15 | 2023-04-15 | JEA
LS-004291 | 2553 SADLER TRACE WAY | 312433 | West Grid | Duval | 2023-04-18 | 2023-04-18 | JEA
LS-004292 | 677 WILDLIGHT AVENUE | 312434 | Nassau Grid | Nassau | 2023-04-15 | 2023-04-15 | FPL
LS-004293 | 75572 Bridgewater Drive | 312834 | Nassau Grid | Nassau | 2023-06-01 | 2023-06-01 | FPL
LS-004294 | 110063 Isotope Ct. | 312033 | South Grid | Duval | 2023-06-01 | 2023-06-01 | JEA
LS-004295 | 5721 JACKS ROAD | 313233 | West Grid | Duval | 2023-06-01 | 2023-06-01 | JEA
LS-004297 | 927 CEDAR SLOUGH DRIVE | 314433 | West Grid | Duval | 2023-05-04 | 2023-05-04 | JEA
LS-004298 | 3512 INDIGO DRIVE | 315633 | East Grid | Duval | 2023-06-01 | 2023-06-01 | JEA
LS-004299 | 181 SIENNA PALM DR | 316833 | St Johns Grid | St Johns | 2023-06-01 | 2023-06-01 | FPL
LS-004300 | 1860 Stillwater Boulevard | 319633 | St Johns Grid | St Johns | 2023-06-09 | 2023-06-09 | JEA
LS-004301 | 5812 Greta Court | 321233 | North Grid | Duval | 2023-06-21 | 2023-06-21 | JEA
LS-004302 | 10757 Waterfield Road | 321234 | West Grid | Duval | 2023-06-21 | 2023-06-21 | JEA
LS-004303 | 85025 Sandy Ridge Loop | 323233 | Nassau Grid | NaSSAU | 2023-06-26 | 2023-06-26 | FPL
LS-004304 | 160 Seaforth Drive | 325633 | St Johns Grid | St Johns | 2023-07-18 | 2023-07-18 | FPL
LS-004305 | 135 Crosstown Boulevard | 325233 | Nassau | NaSSAU | 2023-07-19 | 2023-07-19 | FPL
LS-004306 | 3202 Fiera Vista Drive | 323633 | East Grid | Duval | 2023-07-20 | 2023-07-20 | JEA
LS-004307 | 30 Baywinds Court | 326003 | St Johns Grid | St Johns | 2023-08-01 | 2023-08-01 | FPL
LS-004308 | 475 Clark Road | 326034 | North Grid | Duval | 2023-07-26 | 2023-07-26 | JEA
LS-004309 | 9036 Alpine Aster Road | 327233 | South Grid | Duval | 2023-08-04 | 2023-08-04 | JEA
LS-004310 | 24 HARD PINE TRAIL | 316576 | St Johns Grid | St Johns | 2023-08-14 | 2023-08-14 | FPL
LS-004311 | 85 Brazil Nut Circle | 316552 | North Grid | Duval | 2023-08-18 | 2023-08-18 | JEA
LS-004312 | 12402 Grand Pine Dr. | 331233 | East Grid | Duval | 2023-08-17 | 2023-08-17 | JEA
LS-004313 | 5450 Morse Ave | 316575 | West Grid | Duval | 2023-08-22 | 2023-08-22 | JEA
LS-004314 | 117 BOULDER LANE | 316565 | St Johns Grid | Duval | 2023-09-12 | 2023-09-12 | JEA
LS-004315 | 6850 Mirage Street | 316479 | West Grid | Duval | 2023-08-23 | 2023-08-23 | JEA
LS-004316 | 175 PALOMAR DRIVE | 336833 | St Johns Grid | St Johns | 2023-09-12 | 2023-09-12 | FPL
LS-004317 | 1391 HIGH FALLS DRIVE | 336033 | West Grid | Duval | 2023-10-11 | 2023-10-11 | JEA
LS-004318 | 11761 STILLWOOD PINES BOULEVARD | 337633 | South Grid | Duval | 2023-09-14 | 2023-09-14 | JEA
LS-004319 | 14082 HYATT ROAD | 337638 | North Grid | Duval | 2023-09-15 | 2023-09-15 | JEA
LS-004320 | 1661 RIBAULT SCENIC DRI | 338033 | North Grid | Duval | 2023-09-17 | 2023-09-17 | JEA
LS-004321 | 280 Accolade Av | 338433 | St Johns Grid |  | 2023-10-01 | 2023-10-01 | FPL
LS-004322 | 8518 BELFORT LANDING | 340433 | South Grid | Duval | 2023-10-03 | 2023-10-03 | JEA
LS-004323 | 442 Palm Valley Rd | 340033 | St Johns Grid | St Johns | 2023-07-01 | 2023-07-01 | JEA
LS-004324 | 6811 Myrtle Oaks Road | 342833 | North Grid | Duval | 2023-10-31 | 2023-10-31 | JEA
LS-004325 | 12706 WHELAN AVENUE | 343233 | North Grid | Duval | 2023-10-31 | 2023-10-31 | JEA
LS-004326 | 10450 BENSON LAKE DR | 322833 | West Grid | Duval | 2023-11-01 | 2023-11-01 | JEA
LS-004327 | 4640 Lusso Lane |  | East Grid | Duval | 2023-12-06 | 2023-12-06 | JEA
LS-004328 | 98 Bay Lake Drive | 345634 | St Johns Grid | St Johns | 2023-11-28 | 2023-11-28 | FPL
LS-004329 | 12607 Percy Creek Drive | 345234 | North Grid | Duval | 2023-12-19 | 2023-12-19 | JEA
LS-004330 | 1015 EAST PEYTON PARKWAY | 346835 | St Johns Grid | Duval | 2024-03-21 | 2024-03-21 | JEA
LS-004331 | 5420 Tellaro Lane | 347634 | West Grid | Duval | 2023-12-15 | 2023-12-15 | JEA
LS-004332 | 6804 Golden Monarch Avenue | 347635 | South Grid | Duval | 2022-12-18 | 2022-12-18 | JEA
LS-004334 | 12273 PARKLAND VIEW LANE | 348434 | North Grid | Duval | 2024-01-11 | 2024-01-11 | JEA
LS-004335 | 118 PINE CHASE WAY | 351235 | St Johns Grid | St Johns | 2024-01-09 | 2024-01-09 | FPL
LS-004336 | 5425 BARTRAM COMMONS DRIVE | 349234 | St Johns Grid | Duval | 2024-01-09 | 2024-01-09 | JEA
LS-004337 | 127 SEAPORT BREEZE ROAD | 349235 | St Johns Grid | St Johns | 2024-01-02 | 2024-01-02 | JEA
LS-004338 | 5825 ROBITZSCH LANE | 354435 | West Grid | Duval | 2024-01-12 | 2024-01-12 | JEA
LS-004339 | 34 OAK PARK DRIVE | 351234 | St Johns Grid | St Johns | 2024-01-17 | 2024-01-17 | FPL
LS-004340 | 9375 LATIGIO LANE | 350834 | West Grid | Duval | 2024-01-26 | 2024-01-26 | JEA
LS-004341 | 444 WILDWORKS AVENUE | 352434 | Nassau Grid | Nassau | 2024-02-21 | 2024-02-21 | FPL
LS-004342 | 336 GAP CREEK DRIVE | 346835 | St Johns Grid | Duval | 2024-03-20 | 2024-03-20 | JEA
LS-004343 | 1757 GOLD STAR FAMILY PARKWAY | 359244 | North Grid | Duval | 2024-04-03 | 2024-04-03 | JEA
LS-004344 | 81 EDDINGTON WAY | 360844 | St Johns Grid | St Johns | 2024-04-03 | 2024-04-03 | FPL
LS-004345 | 5305 BRIAR PATCH PL | 360444 | West Grid | Duval | 2024-04-12 13:25 | 2024-04-12 13:25 | JEA
LS-004346 | 6450 CAMPHOR LAUREL LN | 361644 | North Grid | Duval | 2024-04-17 07:37 | 2024-04-17 07:37 | JEA
LS-004347 | 14101 WIND ROW DR | 362044 | South Grid | Duval | 2024-04-22 07:27 | 2024-04-22 07:27 | JEA
LS-004348 | 5540 TARSUS CT | 362444 | East Grid | Duval | 2024-04-22 14:39 | 2024-04-22 14:39 | JEA
LS-004349 | 75425 DRIFTWOOD CT | 363244 | Nassau Grid | Nassau | 2024-05-01 09:53 | 2024-05-01 09:53 | FPL
LS-004350 | 6877 SKINNER CENTURY LN | 364044 | South Grid | Duval | 2024-05-21 15:00 | 2024-05-21 15:00 | JEA
LS-004351 | 8132 HORSEBIT CR | 637645 | West Grid | Duval | 2024-06-07 15:08 | 2024-06-07 15:08 | JEA
LS-004352 | 12512 DURBANS POINT PL | 366444 | North Grid | Duval | 2024-06-10 07:49 | 2024-06-10 07:49 | JEA
LS-004353 | 840 HEALTHWALK WY | 367644 | East Grid | Duval | 2024-06-12 07:42 | 2024-06-12 07:42 | JEA
LS-004354 | 14293 EPPLY DR | 368444 | North Grid | Duval | 2024-06-17 07:29 | 2024-06-17 07:29 | JEA
LS-004355 | 96736 BLACKROCK COVE WY | 369644 | Nassau Grid | Nassau | 2024-06-24 11:39 | 2024-06-24 11:39 | FPL
LS-004356 | 8206 HAWKES MEADOW DR | 370044 | West Grid | Duval | 2024-07-01 07:37 | 2024-07-01 07:37 | JEA
LS-004357 | 7303 QUEENSGATE CR | 370844 | North Grid | Duval | 2024-07-16 13:57 | 2024-07-16 13:57 | JEA
LS-004358 | 86 REFLECTIONS AV | 371244 | St Johns Grid | St Johns | 2024-07-18 13:50 | 2024-07-18 13:50 | FPL
LS-004359 | 96382 STILLPOINT WY | 372844 | Nassau Grid | Nassau | 2024-08-01 09:45 | 2024-08-01 09:45 | FPL
LS-004360 | 7811 GREATFORD WY | 373644 | North Grid | Duval | 2024-08-06 14:32 | 2024-08-06 14:32 | JEA
LS-004361 | 11847 ROBERT MASTERS BV | 374044 | North Grid | Duval | 2024-08-15 | 2024-08-15 | JEA
LS-004362 | 4351 HEMLOCK ST | 374444 | North Grid | Duval | 2024-07-07 | 2024-07-07 | JEA
LS-004363 | 322 LUMINOUS AVENUE | 380444 | St Johns Grid | St Johns | 2024-10-20 | 2024-10-20 | FPL
LS-004364 | 9110 HARMONIOUS LN | 381244 | West Grid | Duval | 2024-10-28 | 2024-10-28 | JEA
LS-004365 | 592 CLAIBORNE LANE | 382444 | St Johns Grid | St Johns | 2024-10-29 | 2024-10-29 | FPL
LS-004366 | 8574 LILIAS CR | 383244 | West Grid | Duval | 2024-11-06 10:54 | 2024-11-06 10:54 | JEA
LS-004367 | 405 KINGBIRD DR | 383644 | St Johns Grid | St Johns | 2024-11-06 12:42 | 2024-11-06 12:42 | FPL
LS-004368 | 750 CAIDEN DR | 386444 | St Johns Grid | St Johns | 2024-12-05 15:49 | 2024-12-05 15:49 | FPL
LS-004369 | 436 OAKMOSS DR | 386445 | St Johns Grid | St Johns | 2024-12-09 13:44 | 2024-12-09 13:44 | FPL
LS-004370 | 658 JUNIPER HILLS DR | 389644 | St Johns Grid | St Johns | 2025-01-07 14:47 | 2025-01-07 14:47 | FPL
LS-004371 | 6317 MARE AV | 392445 | West Grid | Duval | 2025-01-13 14:54 | 2025-01-13 14:54 | JEA
LS-004372 | 5199 CONFERENCE DR | 395645 | West Grid | Duval | 2025-01-30 15:39 | 2025-01-30 15:39 | JEA
LS-004373 | 1013 DEL WEBB PY | 396045 | Nassau Grid | Nassau | 2025-02-04 15:36 | 2025-02-04 15:36 | FPL
LS-004374 | 744 SAILOR GROVE LA | 396845 | West Grid | Duval | 2025-02-10 15:51 | 2025-02-10 15:51 | JEA
LS-004375 | 141 HEADSTREAM DR | 398845 | St Johns Grid | St Johns | 2025-03-04 15:09 | 2025-03-04 15:09 | FPL
LS-004376 | 5802 VICTORIA CREEL LN | 404045 | North Grid | Duval | 2025-05-05 14:03 | 2025-05-05 14:03 | JEA
LS-004377 | 13500 AIR COUPE RD | 403646 | West Grid | Duval | 2025-04-28 07:22 | 2025-04-28 07:22 | JEA
LS-004378 | 8699 ELMO LN | 403647 | West Grid | Duval | 2025-04-28 14:46 | 2025-04-28 14:46 | JEA
LS-004379 | 504 LINGER LONGER AV | 404445 | Nassau Grid | Nassau | 2025-04-29 09:29 | 2025-04-29 09:29 | FPL
LS-004380 | 1331 JEWELSTONE | 405245 | West Grid | Duval | 2025-05-05 15:23 | 2025-05-05 15:23 | JEA
LS-004381 | 902 EGRET BRANCH WAY | 406045 | North Grid | Duval | 2025-05-07 | 2025-05-07 | JEA
VAC-000001 | 2732 SCOTT MILL LANE | 80418 | South Grid | Duval | 2008-10-06 | 2008-10-06 | JEA
VAC-000002 | 1202 BUNKER HILL BV | 111156 | North Grid | Duval | 2008-11-04 | 2008-11-04 | JEA
VAC-000003 | 253 A1A | 54801 | St Johns Grid | Duval | 2004-08-11 | 2004-08-11 | FPL
VAC-000004 | 130 METZ STREET | 110838 | East Grid | Duval | 2009-10-08 | 2009-10-08 | JEA
VAC-000005 | 1108 BARNWELL RD | 72143 | Nassau Grid | Nassau | 2006-08-02 | 2006-08-02 | FPL
Formulas:
Year of Install = [Best Estimate of Install Date of Station]

## Major_CAR
| Asset |  |  | Capacity Analysis | [5 empty] | 10-Year Forecast |  |  |  |  | Projects |  | Resiliency
Basin | CMMS | Liftstation | Class | ADF |  | PHF | Capacity |  | Utilization | Growth |  | ADF | PHF | Utilization | Related | In-Service | Num Pumps | Station Bypass | VFD Control | Pressure Gauge | Flow Meter
|  |  |  | (kGPD) |  | (GPM) | (GPM) |  | (%) | (%) |  | (kGPD) | (GPM) | (%)
ARLINGTON EAST | LS-001093 | HOLIDAY RD S - 7834 | 4 | 1484.5624 | 1 | 2868.8733 | 2800 | 2 | 102.5% | 2.374% | 1 | 1877.1202 | 3493.7287 | 124.8% | 180-70 | 2024 | 3 | 2 | 1 | 1 | 0
ARLINGTON EAST | LS-000256 | BAYMEADOWS RD - 9247 | 3 | 359.6648 | 1 | 842.7886 | 700 | 2 | 120.4% | 1.84% | 1 | 431.6182 | 990.1929 | 141.5% | 180-53 | 2025 | 2 | 1 | 0 | 1 | 0
ARLINGTON EAST | LS-000249 | BAYLEAF RD - 8751 | 3 | 300.8379 | 1 | 718.9561 | 800 | 2 | 89.87% | 0.5654% | 1 | 318.2866 | 756.0291 | 94.5% | 180-54 | 2026 | 2 | 1 | 1 | 1 | 0
ARLINGTON EAST | LS-000495 | BURNT MILL RD - 10828 | 4 | 1816.5661 | 1 | 3399.0986 | 3100 | 2 | 109.6% | 2.72% | 1 | 2375.8025 | 4252.692 | 137.2% | 175-66 | 2028 | 3 | 1 | 1 | 1 | 0
ARLINGTON EAST | LS-001813 | PRINCETON SQUARE BV W - 8331 | 3 | 604.5566 | 1 | 1329.8541 | 900 | 2 | 147.8% | 0.05585% | 1 | 607.9414 | 1336.3269 | 148.5% | 180-57 | 2028 | 2 | 1 | 0 | 1 | 0
ARLINGTON EAST | LS-000018 | A C SKINNER PY - 7200 | 4 | 1224.4444 | 1 | 2437.7194 | 3770 | 2 | 64.66% | 2.767% | 1 | 1608.7019 | 3069.5228 | 81.42% |  |  | 4 | 2 | 1 | 0 | 0
ARLINGTON EAST | LS-000060 | ABESS BV - 12733 | 4 | 2713.6213 | 4 | 4749.2364 | 8000 | 2 | 59.37% | 1.312% | 1 | 3091.3009 | 5290.5109 | 66.13% |  |  | 4 | 2 | 0 | 1 | 1
ARLINGTON EAST | LS-000098 | ALUMNI WY - 11220 | 3 | 170.8 | 2 | 431.5158 | 533.666 | 1 | 80.86% | 0.3246% | 1 | 176.4255 | 444.4334 | 83.28% |  |  | 2 | 1 | 0 | 0 | 0
ARLINGTON EAST | LS-003974 | BALBOA RD - 7106 | 3 | 268.0129 | 1 | 648.357 | 1360 | 2 | 47.67% | 0.0421% | 1 | 269.1433 | 650.8079 | 47.85% |  |  | 3 | 2 | 0 | 1 | 0
ARLINGTON EAST | LS-000244 | BAY HARBOUR DR - 4568 | 3 | 585.0153 | 1 | 1292.3654 | 2400 | 2 | 53.85% | 0.1995% | 1 | 596.7921 | 1314.9832 | 54.79% |  |  | 3 | 1 | 0 | 1 | 0
ARLINGTON EAST | LS-000254 | BAYMEADOWS RD - 10702 | 3 | 357.7503 | 1 | 838.8086 | 900 | 2 | 93.2% | 0% | 2 | 357.7503 | 838.8086 | 93.2% |  |  | 2 | 1 | 0 | 1 | 0
ARLINGTON EAST | LS-000259 | BAYMEADOWS RD E - 8036 | 3 | 312.7985 | 1 | 744.4013 | 1458.6934 | 1 | 51.03% | 3.654% | 1 | 447.8243 | 1022.8457 | 70.12% |  |  | 2 | 1 | 0 | 1 | 0
ARLINGTON EAST | LS-000370 | BELFORT OAKS PL - 6868 | 3 | 233 | 3 | 571.7042 | 1000 | 2 | 57.17% | 3.95% | 1 | 343.2489 | 808.5559 | 80.86% |  |  | 2 | 1 | 0 | 1 | 0
ARLINGTON EAST | LS-000451 | BOWLAN ST N - 544 | 4 | 295.0881 | 1 | 706.6723 | 1200 | 2 | 58.89% | 2.252% | 1 | 368.7049 | 861.5397 | 71.79% |  |  | 4 | 1 | 1 | 1 | 0
ARLINGTON EAST | BPS-004228 | BRADLEY RD - 10477 | 4 | 12497.0587 | 1 | 16682.926 | 19500 | 2 | 85.55% | 0.8576% | 4 | 13611.1658 | 17898.8313 | 91.79% |  |  | 6 | 2 | 1 | 1 | 0
ARLINGTON EAST | LS-000536 | CEDAR ISLAND DR - 14600 | 3 | 269.6893 | 1 | 651.9911 | 1130 | 2 | 57.7% | 0.6209% | 1 | 286.9103 | 689.1419 | 60.99% |  |  | 2 | 1 | 1 | 1 | 0
ARLINGTON EAST | LS-000540 | CENTRAL PY - 11550 | 3 | 199.869 | 1 | 497.7304 | 1026.6982 | 1 | 48.48% | 0.6228% | 1 | 212.6707 | 526.4915 | 51.28% |  |  | 2 | 1 | 0 | 0 | 0
ARLINGTON EAST | LS-000571 | CHETS CREEK BV - 13225 | 3 | 182.6088 | 1 | 458.5729 | 800 | 2 | 57.32% | 0% | 3 | 182.6088 | 458.5729 | 57.32% |  |  | 2 | 1 | 0 | 1 | 0
ARLINGTON EAST | LS-000699 | DEERCREEK CLUB RD E - 10000 | 3 | 138.9172 | 1 | 357.2697 | 1000 | 2 | 35.73% | 4.543% | 3 | 216.6278 | 535.3354 | 53.53% |  |  | 3 | 1 | 0 | 1 | 0
ARLINGTON EAST | LS-000099 | ECO RD - 4172 | 4 | 23 | 3 | 65.8901 | 1700 | 2 | 3.876% | 0% | 3 | 23 | 65.8901 | 3.876% |  |  | 3 | 1 | 0 | 0 | 0
ARLINGTON EAST | LS-000790 | EDENFIELD RD - 5710 | 3 | 388.1649 | 1 | 901.6704 | 1650 | 2 | 54.65% | 0.3977% | 3 | 403.8807 | 933.855 | 56.6% |  |  | 3 | 1 | 1 | 1 | 0
ARLINGTON EAST | LS-000870 | FERBER RD - 4147 | 3 | 166.6146 | 1 | 421.8713 | 2000 | 2 | 21.09% | 0.377% | 1 | 173.004 | 436.583 | 21.83% |  |  | 3 | 1 | 0 | 0 | 0
ARLINGTON EAST | LS-001187 | FIRST COAST TECH PY - 5192 | 3 | 71.8113 | 2 | 193.8974 | 497.6993 | 1 | 38.96% | 5% | 2 | 116.9731 | 305.0292 | 61.29% |  |  | 2 | 1 | 0 | 1 | 0
ARLINGTON EAST | LS-000915 | FT CAROLINE RD - 10797 | 3 | 1259 | 3 | 2495.9126 | 2500 | 2 | 99.84% | 0.2036% | 1 | 1284.8681 | 2539.2816 | 101.6% | * |  | 2 | 2 | 0 | 1 | 0
ARLINGTON EAST | LS-000932 | GATE PY N - 9898 | 4 | 487.7684 | 1 | 1102.5448 | 2000 | 3 | 55.13% | 1.288% | 1 | 554.3466 | 1233.1047 | 61.66% |  |  | 3 | 1 | 1 | 1 | 0
ARLINGTON EAST | LS-000956 | GLEN KERN PY - 12858 | 3 | 119.4377 | 1 | 310.9477 | 1200 | 2 | 25.91% | 3.228% | 3 | 164.1024 | 416.0682 | 34.67% |  |  | 2 | 1 | 0 | 1 | 0
ARLINGTON EAST | LS-000997 | GROVE PARK BV - 487 | 3 | 423.2265 | 1 | 973.2096 | 1400 | 3 | 69.51% | 3.439% | 1 | 593.4785 | 1308.6269 | 93.47% |  |  | 2 | 2 | 0 | 1 | 0
ARLINGTON EAST | LS-001089 | HODGES BV - 1705 | 4 | 948.1681 | 1 | 1960.6109 | 3200 | 2 | 61.27% | 0.4349% | 1 | 990.2219 | 2034.7165 | 63.58% |  |  | 2 | 2 | 0 | 1 | 0
ARLINGTON EAST | LS-001114 | HUFFMAN BV - 2798 | 4 | 3465.9897 | 1 | 5815.0709 | 7000 | 2 | 83.07% | 2.13% | 1 | 4279.034 | 6918.0472 | 98.83% | * |  | 3 | 2 | 1 | 1 | 0
ARLINGTON EAST | LS-001185 | KERN BV S - 3431 | 3 | 263 | 3 | 637.4714 | 1547.9593 | 1 | 41.18% | 1.489% | 1 | 304.8845 | 727.581 | 47% |  |  | 2 | 1 | 0 | 1 | 0
ARLINGTON EAST | LS-001207 | LA VISTA CR - 4181 | 3 | 231.6803 | 2 | 568.7856 | 1048.3784 | 1 | 54.25% | 0.0159% | 1 | 232.0488 | 569.6008 | 54.33% |  |  | 2 | 1 | 0 | 1 | 0
ARLINGTON EAST | LS-001459 | MILL CREEK RD - 1030 | 3 | 184.3553 | 1 | 462.5558 | 1490 | 2 | 31.04% | 6.636% | 1 | 350.4952 | 823.6966 | 55.28% |  |  | 3 | 1 | 0 | 1 | 0
ARLINGTON EAST | LS-001851 | REEDY BRANCH DR - 8614 | 4 | 40.6607 | 2 | 113.4762 | 2221.0143 | 1 | 5.109% | 0% | 3 | 40.6607 | 113.4762 | 5.109% |  |  | 2 | 1 | 0 | 1 | 0
ARLINGTON EAST | LS-001933 | RYAR RD - 1531 | 4 | 382.7264 | 1 | 890.4865 | 1750 | 2 | 50.88% | 4.366% | 1 | 586.7942 | 1295.7867 | 74.04% |  |  | 3 | 1 | 0 | 0 | 0
ARLINGTON EAST | BPS-001950 | SAN CLERC RD - 4241 | 4 | 932 | 3 | 1931.9637 | 3040 | 2 | 63.55% | 0.2894% | 3 | 959.3281 | 1980.3333 | 65.14% |  |  | 3 | 1 | 1 | 1 | 0
ARLINGTON EAST | LS-002007 | SAN PABLO RD S - 4950 | 3 | 62.3884 | 2 | 169.958 | 1061 | 2 | 16.02% | 1.331% | 1 | 71.2056 | 192.3675 | 18.13% |  |  | 2 | 1 | 0 | 1 | 0
ARLINGTON EAST | LS-002104 | SOUTHSIDE BV - 7133 | 4 | 1037.9629 | 1 | 2118.1579 | 3150 | 3 | 67.24% | 3% | 2 | 1394.9353 | 2722.0439 | 86.41% |  |  | 3 | 2 | 1 | 1 | 0
ARLINGTON EAST | LS-002112 | SOUTHSIDE BV - 9041 | 3 | 320.5367 | 1 | 760.7882 | 900 | 2 | 84.53% | 0.8229% | 1 | 347.9106 | 818.3016 | 90.92% |  |  | 3 | 1 | 0 | 1 | 0
ARLINGTON EAST | LS-002243 | SUTTON PARK DR N - 13825 | 3 | 696.15 | 1 | 1502.9691 | 1700 | 3 | 88.41% | 0.2839% | 1 | 716.1715 | 1540.2763 | 90.6% |  |  | 3 | 1 | 0 | 0 | 0
ARLINGTON EAST | LS-002289 | TOUCHTON RD - 8362 | 3 | 166.7939 | 2 | 422.285 | 2375.2079 | 1 | 17.78% | 0.6243% | 1 | 177.5048 | 446.9059 | 18.82% |  |  | 2 | 1 | 0 | 1 | 0
ARLINGTON EAST | LS-002294 | TOWN CENTER PY - 4522 | 4 | 462.2755 | 1 | 1051.8055 | 1500 | 2 | 70.12% | 4.053% | 1 | 687.7602 | 1487.2811 | 99.15% | * |  | 3 | 1 | 0 | 1 | 0
ARLINGTON EAST | LS-002307 | TRESCA RD - 420 | 3 | 403.0298 | 1 | 932.1175 | 1930 | 2 | 48.3% | 0.07255% | 1 | 405.9633 | 938.1054 | 48.61% |  |  | 2 | 1 | 0 | 1 | 0
ARLINGTON EAST | LS-002308 | TROPIC EGRET DR - 13383 | 4 | 544.1617 | 1 | 1213.306 | 2560 | 2 | 47.39% | 0.9271% | 1 | 596.7706 | 1314.9418 | 51.36% |  |  | 3 | 2 | 0 | 1 | 0
ARLINGTON EAST | LS-002410 | WESTERN LAKE DR - 8652 | 3 | 79.5 | 2 | 213.2 | 721.5237 | 1 | 29.55% | 1% | 2 | 87.8175 | 233.9157 | 32.42% |  |  | 2 | 1 | 0 | 0 | 0
ARLINGTON EAST | BPS-002867 | WESTERN WY - 8617 | 4 | 2827.5405 | 4 | 4913.9415 | 5000 | 2 | 98.28% | 0.4777% | 1 | 2965.5576 | 5111.7913 | 102.2% | * |  | 4 | 1 | 1 | 1 | 1
BLACKS FORD | BPS-000639 | COUNTY ROAD 210 W - 2740 | 4 | 2861.0845 | 4 | 4962.1948 | 7000 | 2 | 70.89% | 5.398% | 4 | 4840.2745 | 7656.0294 | 109.4% | 180-56 | 2026 | 3 | 2 | 1 | 1 | 1
BLACKS FORD | BPS-003387 | TWIN CREEKS RD - 106 | 4 | 2481.3276 | 1 | 4409.1738 | 4400 | 2 | 100.2% | 6.252% | 1 | 4550.6189 | 7277.2968 | 165.4% | 180-56 | 2026 | 2 | 2 | 1 | 1 | 0
BLACKS FORD | LS-004088 | CROSSWATER LAKE DR - 245 | 3 | 228.0554 | 1 | 560.7574 | 970 | 2 | 57.81% | 5% | 2 | 371.4782 | 867.2781 | 89.41% |  |  | 3 | 1 | 1 | 1 | 0
BLACKS FORD | LS-002812 | HAWKCREST DR E - 2369 | 3 | 251.6911 | 1 | 612.807 | 1500 | 2 | 40.85% | 0.01455% | 1 | 252.0576 | 613.6086 | 40.91% |  |  | 3 | 1 | 0 | 1 | 0
BLACKS FORD | LS-001139 | ISLESBROOK PY - 112 | 3 | 243.8594 | 2 | 595.637 | 1241.0038 | 1 | 48% | 0.7436% | 1 | 262.6119 | 636.6274 | 51.3% |  |  | 2 | 1 | 0 | 0 | 0
BLACKS FORD | LS-003612 | NOCATEE VILLAGE DR - 79 | 3 | 108.1468 | 1 | 283.721 | 1324 | 2 | 21.43% | 8.652% | 1 | 247.9662 | 604.6497 | 45.67% |  |  | 3 | 1 | 0 | 1 | 0
BLACKS FORD | LS-004285 | PEYTON PY E - 155 | 3 | 3.2688 | 4 | 9.8714 | 617.1597 | 1 | 1.599% | 10% | 2 | 8.4784 | 25.0968 | 4.066% |  |  | 2 | 2 | 0 | 0 | 1
BLACKS FORD | LS-001887 | RIVER RUN BV - 1018 | 3 | 165.6021 | 1 | 419.5335 | 1140 | 2 | 36.8% | 5.619% | 1 | 286.0913 | 687.3823 | 60.3% |  |  | 3 | 1 | 1 | 0 | 0
BLACKS FORD | LS-004046 | SHERWATER PY - 635 | 3 | 242.2318 | 1 | 592.0593 | 1600 | 2 | 37% | 3% | 2 | 325.5393 | 771.351 | 48.21% |  |  | 2 | 1 | 1 | 0 | 0
BLACKS FORD | LS-002186 | ST JOHNS PY - 2084 | 3 | 96 | 3 | 254.0907 | 1485.0567 | 1 | 17.11% | 11.55% | 1 | 286.4607 | 688.1761 | 46.34% |  |  | 2 | 1 | 0 | 1 | 0
BUCKMAN | LS-000014 | 5TH ST W - 5233 | 4 | 510.4794 | 1 | 1147.3887 | 1250 | 2 | 91.79% | 8.609% | 1 | 1165.7988 | 2338.2545 | 187.1% | 100-40 | 2024 | 3 | 1 | 0 | 1 | 0
BUCKMAN | LS-002416 | PRITCHARD RD - 7615 | 3 | 426.1815 | 1 | 979.1959 | 1600 | 2 | 61.2% | 8.483% | 3 | 962.0818 | 1985.1935 | 124.1% | 100-40 | 2024 | 3 | 2 | 0 | 0 | 0
BUCKMAN | LS-002131 | SPRING PARK RD - 4511 | 4 | 1462.2752 | 1 | 2832.5212 | 6000 | 2 | 47.21% | 1.233% | 1 | 1652.9026 | 3140.2496 | 52.34% | 180-23 | 2025 | 2 | 1 | 0 | 0 | 0
BUCKMAN | LS-002252 | TALLEYRAND AV - 1636 | 4 | 8275.8713 | 1 | 11890.4286 | 46000 | 2 | 25.85% | 3.213% | 1 | 11354.0377 | 15416.817 | 33.51% | 180-36 | 2028 | 3 | 0 | 1 | 0 | 0
BUCKMAN | LS-000005 | 32ND ST E - 94 | 4 | 1014.9955 | 1 | 2078.1046 | 2500 | 2 | 83.12% | 2.048% | 1 | 1243.0568 | 2469.1008 | 98.76% | * |  | 2 | 1 | 0 | 1 | 0
BUCKMAN | LS-000006 | 41ST ST W - 1870 | 3 | 94.847 | 2 | 251.2588 | 1500 | 2 | 16.75% | 1.48% | 3 | 109.8585 | 287.8675 | 19.19% |  |  | 2 | 1 | 0 | 0 | 0
BUCKMAN | LS-000013 | 5TH ST W - 2809 | 4 | 1852.5541 | 1 | 3455.4096 | 10000 | 2 | 34.55% | 7.317% | 1 | 3753.6718 | 6210.4526 | 62.1% |  |  | 4 | 2 | 1 | 0 | 0
BUCKMAN | LS-000230 | BARNES RD - 4437 | 3 | 652.4184 | 1 | 1420.8309 | 2000 | 2 | 71.04% | 1.449% | 1 | 753.3715 | 1609.1204 | 80.46% |  |  | 3 | 2 | 0 | 1 | 0
BUCKMAN | LS-000246 | BAY ST E - 834 | 4 | 3443.5861 | 1 | 5784.0227 | 19250 | 2 | 30.05% | 3.304% | 1 | 4766.484 | 7559.9605 | 39.27% |  |  | 4 | 0 | 1 | 1 | 0
BUCKMAN | LS-000365 | BEAVER ST W - 9801 | 3 | 140 | 3 | 359.822 | 928.6675 | 1 | 38.75% | 1.947% | 3 | 169.7737 | 429.1535 | 46.21% |  |  | 2 | 1 | 0 | 1 | 0
BUCKMAN | LS-000444 | BOULEVARD - 1706 | 3 | 357.219 | 1 | 837.7035 | 1700 | 2 | 49.28% | 1.269% | 1 | 405.2158 | 936.5802 | 55.09% |  |  | 2 | 1 | 0 | 1 | 0
BUCKMAN | LS-000489 | BRYAN ST - 250 | 3 | 36.665 | 2 | 102.8616 | 423.3946 | 1 | 24.29% | 1% | 2 | 40.501 | 113.0536 | 26.7% |  |  | 2 | 1 | 0 | 0 | 0
BUCKMAN | LS-000824 | ELLIS RD N - 1060 | 3 | 403.3408 | 1 | 932.7528 | 1000 | 2 | 93.28% | 0% | 4 | 403.3408 | 932.7528 | 93.28% |  |  | 2 | 1 | 0 | 1 | 0
BUCKMAN | LS-000491 | EVERGREEN AV - 5301 | 4 | 532.9086 | 1 | 1191.3596 | 8000 | 2 | 14.89% | 2.093% | 1 | 655.5425 | 1426.7292 | 17.83% |  |  | 3 | 1 | 1 | 1 | 0
BUCKMAN | LS-000882 | FISH RD - 10301 | 3 | 26 | 3 | 74.1051 | 2000 | 2 | 3.705% | 19.98% | 1 | 160.7073 | 408.2082 | 20.41% |  |  | 2 | 1 | 0 | 1 | 0
BUCKMAN | LS-001059 | HERSCHEL ST - 3806 | 4 | 426.1511 | 1 | 979.1344 | 3800 | 2 | 25.77% | 0.9447% | 1 | 468.1632 | 1063.5628 | 27.99% |  |  | 3 | 1 | 1 | 1 | 0
BUCKMAN | LS-001098 | HOLLYBROOK AV - 210 | 4 | 2306.2282 | 1 | 4148.792 | 11250 | 2 | 36.88% | 1.119% | 1 | 2577.6285 | 4550.8637 | 40.45% |  |  | 2 | 1 | 0 | 1 | 0
BUCKMAN | LS-001142 | J RAY CR S - 5642 | 3 | 421.0001 | 2 | 968.6949 | 2000 | 2 | 48.43% | 0.4961% | 1 | 442.3571 | 1011.8513 | 50.59% |  |  | 2 | 1 | 0 | 1 | 0
BUCKMAN | LS-001195 | KINGSBURY ST - 4140 | 4 | 1043.2197 | 1 | 2127.3028 | 5400 | 2 | 39.39% | 1.537% | 1 | 1215.1793 | 2422.065 | 44.85% |  |  | 2 | 1 | 1 | 1 | 0
BUCKMAN | LS-001197 | KINLOCK DR S - 5730 | 4 | 197.7016 | 1 | 492.8378 | 1450 | 2 | 33.99% | 8.878% | 1 | 462.8323 | 1052.9183 | 72.62% |  |  | 2 | 1 | 0 | 1 | 0
BUCKMAN | LS-001274 | LAURA ST N - 1023 | 4 | 451.1441 | 1 | 1029.5115 | 4000 | 2 | 25.74% | 2.245% | 1 | 563.2693 | 1250.4008 | 31.26% |  |  | 3 | 1 | 0 | 1 | 0
BUCKMAN | LS-001349 | LOFBERG DR - 2588 | 4 | 310.8679 | 1 | 740.3037 | 1800 | 2 | 41.13% | 2.164% | 1 | 385.0805 | 895.3304 | 49.74% |  |  | 3 | 1 | 0 | 1 | 0
BUCKMAN | LS-001428 | MCCOY CREEK BV - 2251 | 3 | 49.9772 | 2 | 137.9345 | 522.7045 | 1 | 26.39% | 5% | 2 | 81.4075 | 217.9813 | 41.7% |  |  | 2 | 1 | 0 | 0 | 0
BUCKMAN | LS-001423 | MCMILLAN ST - 2304 | 4 | 6192.2453 | 1 | 9372.3726 | 23500 | 2 | 39.88% | 3.698% | 1 | 8903.7213 | 12625.8504 | 53.73% |  |  | 4 | 1 | 1 | 1 | 0
BUCKMAN | LS-001512 | MYRTLE AV N - 55 | 3 | 299 | 3 | 715.0333 | 3212.0857 | 1 | 22.26% | 4.992% | 1 | 486.6911 | 1100.4094 | 34.26% |  |  | 2 | 1 | 0 | 0 | 0
BUCKMAN | LS-001607 | NORWOOD AV - 6947 | 4 | 496.6946 | 1 | 1120.2093 | 2300 | 2 | 48.7% | 0.7531% | 1 | 535.3949 | 1196.215 | 52.01% |  |  | 2 | 1 | 0 | 1 | 0
BUCKMAN | LS-001863 | RHONE DR - 6801 | 3 | 81.5142 | 2 | 218.2476 | 1170 | 2 | 18.65% | 1.688% | 1 | 96.3722 | 255.004 | 21.8% |  |  | 2 | 1 | 0 | 1 | 0
BUCKMAN | LS-001897 | ROANOKE BV - 4728 | 4 | 297.4198 | 1 | 711.6579 | 1400 | 2 | 50.83% | 2.739% | 1 | 389.7046 | 904.8323 | 64.63% |  |  | 3 | 1 | 0 | 1 | 0
BUCKMAN | LS-002189 | STANDISH PL - 718 | 4 | 1705.6086 | 1 | 3224.1192 | 18500 | 2 | 17.43% | 3.058% | 1 | 2305.1403 | 4147.1626 | 22.42% |  |  | 4 | 0 | 1 | 1 | 0
BUCKMAN | LS-002190 | STANFORD RD - 5621 | 3 | 461.212 | 1 | 1049.6791 | 1260 | 2 | 83.31% | 1.605% | 1 | 540.7924 | 1206.7428 | 95.77% | * |  | 2 | 1 | 0 | 1 | 0
BUCKMAN | LS-002254 | TALLEYRAND AV - 2446 | 3 | 209.1967 | 1 | 518.7093 | 800 | 3 | 64.84% | 0.7293% | 3 | 224.9642 | 553.8977 | 69.24% |  |  | 2 | 0 | 0 | 0 | 0
BUCKMAN | LS-002359 | UTAH AV - 2045 | 4 | 3916.5883 | 1 | 6431.7809 | 28500 | 2 | 22.57% | 3.412% | 1 | 5477.8458 | 8475.2007 | 29.74% |  |  | 4 | 0 | 1 | 1 | 0
BUCKMAN | LS-002394 | WATER ST - 604 | 4 | 437.5393 | 1 | 1002.145 | 3500 | 2 | 28.63% | 4.527% | 1 | 681.2515 | 1475.0882 | 42.15% |  |  | 2 | 1 | 0 | 1 | 0
BUCKMAN | LS-002442 | WILLOW BRANCH AV - 1818 | 3 | 204.7565 | 1 | 508.7385 | 940 | 2 | 54.12% | 0.9191% | 1 | 224.3743 | 552.5872 | 58.79% |  |  | 2 | 0 | 0 | 0 | 0
BUCKMAN | LS-002467 | WOODMERE ST - 4211 | 3 | 181.9595 | 1 | 457.091 | 1400 | 2 | 32.65% | 0.6618% | 1 | 194.3669 | 485.2966 | 34.66% |  |  | 2 | 1 | 0 | 0 | 0
CEDAR BAY | LS-001027 | HARTS RD - 11305 | 4 | 3482.6292 | 1 | 5838.1061 | 4190 | 2 | 139.3% | 4.602% | 1 | 5461.4754 | 8454.3981 | 201.8% | 180-26 | 2025 | 2 | 2 | 1 | 1 | 0
CEDAR BAY | LS-001192 | KEY HAVEN BV - 10800 | 3 | 624.5411 | 1 | 1367.9837 | 1090 | 2 | 125.5% | 3.065% | 1 | 844.642 | 1775.5916 | 162.9% | 180-46 | 2025 | 2 | 1 | 0 | 1 | 0
CEDAR BAY | LS-001817 | PULASKI RD - 12321 | 4 | 1233.2609 | 1 | 2452.5953 | 4790 | 2 | 51.2% | 3.233% | 1 | 1695.2073 | 3207.6072 | 66.96% | 180-40 | 2028 | 3 | 1 | 0 | 1 | 0
CEDAR BAY | LS-000768 | DUVAL RD - 14491 | 4 | 825.1854 | 1 | 1740.3811 | 2300 | 2 | 75.67% | 7.632% | 3 | 1721.7403 | 3249.6902 | 141.3% | 139-02 | 2029 | 3 | 1 | 0 | 1 | 0
CEDAR BAY | LS-000598 | COLE FLYER RD - 2111 | 3 | 182.1311 | 1 | 457.4827 | 1190 | 2 | 38.44% | 2.232% | 1 | 227.1239 | 558.6917 | 46.95% |  |  | 3 | 1 | 0 | 1 | 0
CEDAR BAY | LS-000851 | ETHEL RD - 16536 | 3 | 2 | 3 | 6.084 | 770 | 2 | 0.7901% | 0% | 2 | 2 | 6.084 | 0.7901% |  |  | 3 | 1 | 0 | 1 | 0
CEDAR BAY | LS-003967 | MAX LEGGETT PY - 15171 | 3 | 44.6 | 2 | 123.9 | 652.0927 | 1 | 19% | 5% | 2 | 72.6487 | 196.0105 | 30.06% |  |  | 2 | 1 | 0 | 0 | 0
CEDAR BAY | LS-001441 | MENLO AV - 1410 | 4 | 249.3846 | 1 | 607.758 | 1490 | 2 | 40.79% | 0.2649% | 1 | 256.0689 | 622.3726 | 41.77% |  |  | 3 | 1 | 0 | 1 | 0
CEDAR BAY | LS-001857 | RENNE DR W - 11452 | 3 | 381.2559 | 1 | 887.4584 | 1200 | 2 | 73.95% | 2% | 2 | 464.7488 | 1056.7473 | 88.06% |  |  | 3 | 1 | 0 | 1 | 0
MANDARIN | LS-000235 | BARTRAM PARK BV - 12882 | 3 | 352.2363 | 1 | 827.3273 | 2120 | 2 | 39.02% | 1.627% | 1 | 413.9138 | 954.3007 | 45.01% |  |  | 3 | 1 | 0 | 1 | 0
MANDARIN | LS-000237 | BARTRAM PARK BV - 14041 | 4 | 103 | 3 | 271.2109 | 1040 | 2 | 26.08% | 8.952% | 1 | 242.7584 | 593.2172 | 57.04% |  |  | 3 | 1 | 0 | 1 | 0
MANDARIN | LS-003356 | BARTRAM PARK BV - 14802 | 3 | 42.9433 | 1 | 119.5053 | 1140 | 2 | 10.48% | 11.11% | 1 | 123.1004 | 319.7183 | 28.05% |  |  | 3 | 1 | 0 | 0 | 0
MANDARIN | LS-000263 | BAYOU BLUFF DR - 9733 | 3 | 578.9536 | 1 | 1280.6943 | 1760 | 2 | 72.77% | 2.889% | 1 | 769.7494 | 1639.2416 | 93.14% |  |  | 3 | 1 | 0 | 0 | 0
MANDARIN | LS-000465 | BRIERWOOD RD - 8460 | 3 | 258.7104 | 1 | 628.1334 | 870 | 2 | 72.2% | 0.7803% | 1 | 279.6204 | 673.4549 | 77.41% |  |  | 3 | 1 | 0 | 1 | 0
MANDARIN | LS-000630 | CORKLAN DR - 7250 | 3 | 446.4869 | 1 | 1020.1581 | 1890 | 2 | 53.98% | 6.833% | 1 | 864.7226 | 1811.7812 | 95.86% | * |  | 3 | 1 | 0 | 1 | 0
MANDARIN | BPS-004153 | ENERGY CENTER DR - 6850 | 4 | 166.464 | 4 | 421.5236 | 1200 | 2 | 35.13% | 5% | 2 | 271.1523 | 655.16 | 54.6% |  |  | 3 | 1 | 1 | 1 | 1
MANDARIN | LS-000951 | GINNIE SPRINGS RD - 6350 | 4 | 278.4699 | 1 | 670.9739 | 1100 | 2 | 61% | 0.02932% | 1 | 279.2874 | 672.7371 | 61.16% |  |  | 2 | 1 | 0 | 1 | 0
MANDARIN | LS-001178 | KENNEDY LA - 10656 | 3 | 328.6434 | 1 | 777.8934 | 1500 | 2 | 51.86% | 3% | 2 | 441.6692 | 1010.4664 | 67.36% |  |  | 3 | 1 | 0 | 1 | 0
MANDARIN | BPS-001645 | OLDFIELD CROSSING DR - 4193 | 4 | 2714.5385 | 4 | 4750.5677 | 9370 | 2 | 50.7% | 3.864% | 1 | 3965.9382 | 6498.4765 | 69.35% |  |  | 4 | 2 | 1 | 1 | 1
MANDARIN | LS-001647 | ORANGE PICKER RD - 2520 | 3 | 313.1883 | 1 | 745.2281 | 1370 | 2 | 54.4% | 6.096% | 1 | 565.9753 | 1255.6372 | 91.65% |  |  | 3 | 1 | 0 | 1 | 0
MANDARIN | LS-002154 | ST AUGUSTINE RD - 11220 | 3 | 227.7534 | 1 | 560.0878 | 2400 | 2 | 23.34% | 0.6541% | 1 | 243.0971 | 593.9617 | 24.75% |  |  | 3 | 1 | 0 | 1 | 0
MONTEREY | LS-002295 | TOWNSEND BV - 3254 | 3 | 404.2268 | 2 | 934.5617 | 700 | 2 | 133.5% | 1.242% | 1 | 457.3326 | 1041.9164 | 148.8% | 180-59 | 2025 | 3 | 2 | 0 | 0 | 0
MONTEREY | LS-001452 | MERRILL RD - 7732 | 3 | 263.2675 | 1 | 638.0531 | 720 | 2 | 88.62% | 0.7845% | 1 | 284.6663 | 684.3192 | 95.04% | 180-61 | 2026 | 2 | 1 | 0 | 1 | 0
MONTEREY | LS-001789 | POMPANO DR - 5838 | 3 | 279.72 | 1 | 673.6696 | 680 | 2 | 99.07% | 0.1612% | 1 | 284.2609 | 683.4473 | 100.5% | 180-60 | 2026 | 2 | 1 | 0 | 1 | 0
MONTEREY | LS-000519 | CARLOTTA RD N - 8043 | 3 | 351.0376 | 1 | 824.8279 | 900 | 2 | 91.65% | 2.24% | 1 | 438.1061 | 1003.2877 | 111.5% | 180-62 | 2028 | 2 | 1 | 0 | 1 | 0
SOUTHWEST | LS-000045 | 118TH ST - 5104 | 4 | 3940.176 | 1 | 6463.6791 | 15000 | 2 | 43.09% | 2.875% | 1 | 5231.2091 | 8160.5408 | 54.4% | 180-47 | 2024 | 4 | 2 | 1 | 0 | 0
SOUTHWEST | LS-002277 | TIMUQUA RD - 4881 | 4 | 675.9388 | 2 | 1465.1208 | 2800 | 2 | 52.33% | 0.7095% | 1 | 725.4575 | 1557.5182 | 55.63% | 180-50 | 2024 | 3 | 1 | 1 | 1 | 0
SOUTHWEST | LS-002445 | WILSON BV - 6217 | 4 | 1002.5804 | 1 | 2056.3852 | 2360 | 2 | 87.13% | 2% | 1 | 1222.1575 | 2433.8575 | 103.1% | 180-45 | 2024 | 3 | 1 | 1 | 0 | 0
SOUTHWEST | LS-000420 | BLANDING BV - 7703 | 3 | 906.6641 | 1 | 1886.8923 | 1650 | 2 | 114.4% | 1.029% | 1 | 561.2901 | 1246.5682 | 75.55% | 180-29 | 2025 | 3 | 1 | 0 | 1 | 0 | forecast ADF reduced by 400 kGPD due to Robitzsch
SOUTHWEST | LS-001685 | PARKLAND RD - 13437 | 4 | 275.0176 | 1 | 663.5206 | 2730 | 2 | 24.3% | 5.713% | 1 | 479.3472 | 1085.8318 | 39.77% | 180-73 | 2028 | 2 | 1 | 0 | 1 | 0
SOUTHWEST | LS-003906 | 103RD ST - 7544 | 3 | 300.1556 | 1 | 717.5002 | 1060 | 2 | 67.69% | 0.1351% | 1 | 304.2346 | 726.197 | 68.51% |  |  | 3 | 1 | 0 | 1 | 0
SOUTHWEST | LS-000063 | ACANTHUS DR - 8752 | 3 | 264.0419 | 2 | 639.7363 | 800 | 2 | 79.97% | 0.5992% | 1 | 280.2977 | 674.9148 | 84.36% |  |  | 2 | 2 | 0 | 1 | 0
SOUTHWEST | LS-000081 | ALACHUA AV - 7039 | 4 | 1799.3912 | 4 | 3372.1499 | 6500 | 2 | 51.88% | 4.115% | 1 | 2693.0552 | 4719.3616 | 72.61% |  |  | 3 | 2 | 1 | 1 | 1
SOUTHWEST | LS-000119 | ARGYLE FOREST BV - 8104 | 4 | 114 | 3 | 297.8717 | 800 | 2 | 37.23% | 1% | 2 | 125.9269 | 326.4669 | 40.81% |  |  | 3 | 1 | 0 | 0 | 0
SOUTHWEST | LS-000924 | FURY DR - 8560 | 4 | 1710.8421 | 1 | 3232.42 | 4600 | 2 | 70.27% | 3.871% | 1 | 2501.2751 | 4438.6086 | 96.49% | * |  | 3 | 2 | 1 | 1 | 0
SOUTHWEST | LS-001324 | LENOX AV - 7702 | 3 | 1246.0915 | 1 | 2474.2092 | 4050 | 2 | 61.09% | 4.912% | 1 | 2012.858 | 3703.7721 | 91.45% |  |  | 3 | 2 | 1 | 1 | 0
SOUTHWEST | BPS-004187 | RAMPART RD - 7806 | 4 | 2297.9376 | 4 | 4136.3712 | 5000 | 2 | 82.73% | 2.127% | 4 | 2836.2591 | 4926.4937 | 98.53% | * |  | 4 | 2 | 1 | 1 | 1
SOUTHWEST | LS-002133 | SPRINGTREE RD - 8431 | 4 | 232.6232 | 1 | 570.8711 | 2050 | 2 | 27.85% | 1.448% | 1 | 268.6016 | 649.6337 | 31.69% |  |  | 3 | 1 | 0 | 0 | 0
SOUTHWEST | LS-002255 | TAMPICO RD - 5957 | 3 | 424.5324 | 1 | 975.8559 | 1490 | 2 | 65.49% | 0.261% | 1 | 435.7449 | 998.5255 | 67.02% |  |  | 3 | 1 | 0 | 1 | 0
Data Sources are listed as numerical superscripts next to the value:
Average Daily Flow: 1) Billed Consumption 2) Operational Estimate from SCADA 3) Estimated from Land-Use Demographics 4) Flow Meter
Capacity: 1) Operational Estimate from SCADA 2) Permitted/Design Flow 3) Model Estimate based on system hydraulics
Growth: 1) Billed Consumption 2) W/WW Systemp Planning Development Feature Class 3) Parcel-Level Population Estimate 4) Flow Meter
Project: *Indicates that W/WW System Planning will monitor the capacity of the station and coordinate with Operations as needed

## piwebapi_90d
cmms | adf_kGPD | phf_gpm
LS-000550 | 131.2972 | 252.0902
LS-002144 | 0.11117 | 13.9419
LS-000813 | 0.15357 | 227.9101
LS-003704 | 0.20329 | 58.3297
LS-002143 | 0.24837 | 54.1013
LS-001564 | 0.27064 | 15.4623
LS-000656 | 0.29508 | 7.3562
LS-004101 | 0.37024 | 11.3309
LS-001870 | 0.39873 | 99.9414
LS-001462 | 0.42895 | 98.3179
LS-003714 | 0.43119 | 376.5686
LS-004060 | 0.51634 | 164.2845
LS-001479 | 0.55015 | 19.4816
LS-002437 | 0.59309 | 107.1812
LS-001650 | 0.59465 | 35.2934
LS-000073 | 0.59561 | 74.4206
LS-001593 | 0.66584 | 62.5935
LS-000398 | 0.67894 | 5.7089
LS-000002 | 0.6793 | 178.6954
LS-000921 | 0.69553 | 8.4371
LS-000429 | 0.72742 | 18.9457
LS-001921 | 0.72888 | 20.3496
LS-002062 | 0.74528 | 212.207
LS-000653 | 0.77787 | 234.53
LS-001906 | 0.80257 | 190.2968
LS-001456 | 0.83191 | 196.1656
LS-004321 | 0.86377 | 249.8938
LS-000138 | 0.88054 | 42.3198
LS-003973 | 0.93346 | 38.2465
LS-002438 | 0.94722 | 33.1255
LS-001766 | 0.95503 | 43.2475
LS-000485 | 0.96652 | 17.9348
LS-002206 | 0.96824 | 48.7572
LS-001804 | 1.0295 | 324.2019
LS-002215 | 1.0533 | 76.7936
LS-000153 | 1.0549 | 150.6473
LS-004112 | 1.0802 | 137.1208
LS-003708 | 1.1408 | 230.0871
LS-001412 | 1.1437 | 383.3235
LS-004012 | 1.1978 | 63.7468
LS-001606 | 1.2084 | 56.7255
LS-002195 | 1.2517 | 29.6258
LS-000943 | 1.2848 | 73.6919
LS-004175 | 1.2919 | 258.764
LS-001101 | 1.356 | 30.5994
LS-000427 | 1.4242 | 48.683
LS-001498 | 1.4369 | 44.728
LS-001626 | 1.4376 | 261.9388
LS-002373 | 1.4424 | 118.4371
LS-000233 | 1.4467 | 36.7168
LS-001115 | 1.4675 | 32.7478
LS-004323 | 1.4749 | 185.8759
LS-001392 | 1.4891 | 270.1217
LS-002432 | 1.4977 | 495.5863
LS-000069 | 1.5039 | 218.8651
LS-000714 | 1.5145 | 21.0644
LS-000777 | 1.5177 | 45.3851
LS-002216 | 1.546 | 15.6599
LS-002397 | 1.5611 | 20.6553
LS-001055 | 1.5934 | 73.8895
LS-003189 | 1.6206 | 78.0277
LS-001000 | 1.6237 | 276.0419
LS-001695 | 1.6361 | 340.6093
LS-001559 | 1.6451 | 103.4691
LS-001016 | 1.6535 | 63.9036
LS-002014 | 1.6912 | 382.2062
LS-002665 | 1.7778 | 82.732
LS-002261 | 1.8509 | 25.9767
LS-000245 | 1.88 | 96.3479
LS-001807 | 1.902 | 149.8159
LS-000839 | 1.9222 | 119.0343
LS-003876 | 1.9293 | 44.8279
LS-001477 | 1.9674 | 97.9948
LS-002020 | 1.9679 | 19.6196
LS-001516 | 1.9962 | 41.5649
LS-000940 | 1.9983 | 29.6403
LS-001694 | 2.0236 | 122.3114
LS-000945 | 2.0488 | 244.497
LS-000545 | 2.0551 | 171.7038
LS-002256 | 2.0946 | 133.1585
LS-003281 | 2.1215 | 59.8555
LS-001265 | 2.1378 | 104.265
LS-001806 | 2.1701 | 55.8046
LS-001206 | 2.2726 | 292.4421
LS-000504 | 2.349 | 61.6179
LS-000350 | 2.3547 | 72.2879
LS-001094 | 2.3601 | 185.3032
LS-001686 | 2.4046 | 52.6303
LS-003478 | 2.419 | 109.4753
LS-003705 | 2.4213 | 34.0477
LS-004150 | 2.4499 | 233.7273
LS-004250 | 2.4923 | 381.0322
LS-001361 | 2.5096 | 35.3458
LS-001164 | 2.6007 | 134.7455
LS-002157 | 2.6014 | 230.7278
LS-002472 | 2.6322 | 46.1516
LS-000130 | 2.6346 | 129.5417
LS-002423 | 2.6603 | 106.5095
LS-000947 | 2.6688 | 76.6776
LS-002903 | 2.6714 | 173.1404
LS-001594 | 2.7421 | 450.6396
LS-004059 | 2.7457 | 305.9388
LS-000891 | 2.8118 | 61.9493
LS-004045 | 2.8769 | 91.194
LS-000221 | 2.8771 | 167.891
LS-004193 | 2.887 | 24.3127
LS-000907 | 2.9062 | 43.1359
LS-000912 | 2.9504 | 67.4847
LS-000622 | 2.9728 | 51.6148
LS-001355 | 2.9847 | 117.4099
LS-000733 | 2.9923 | 17.0916
LS-002287 | 3.0189 | 184.8052
LS-002022 | 3.0592 | 302.5744
LS-003976 | 3.1112 | 62.0165
LS-002378 | 3.1535 | 37.4132
LS-001796 | 3.1567 | 98.7085
LS-000595 | 3.1735 | 149.8962
LS-001878 | 3.1805 | 148.5548
LS-001469 | 3.2055 | 189.9025
LS-000996 | 3.2381 | 77.2896
LS-004025 | 3.2481 | 88.4225
LS-001643 | 3.2533 | 332.5723
LS-000953 | 3.254 | 117.5437
LS-002052 | 3.2945 | 165.7564
LS-003707 | 3.313 | 114.0724
LS-004186 | 3.331 | 147.9411
LS-003966 | 3.3321 | 139.097
LS-000422 | 3.411 | 136.3966
LS-000893 | 3.4203 | 61.7693
LS-001267 | 3.4398 | 40.7216
LS-000788 | 3.4895 | 129.2967
LS-004183 | 3.512 | 792.5446
LS-000431 | 3.5317 | 56.6135
LS-002188 | 3.5491 | 24.3419
LS-000430 | 3.6048 | 43.9059
LS-000255 | 3.6074 | 124.6367
LS-001470 | 3.6328 | 46.9919
LS-001706 | 3.6457 | 50.8112
LS-001200 | 3.6581 | 27.7684
LS-001311 | 3.6673 | 141.4693
LS-004095 | 3.6704 | 85.5211
LS-004132 | 3.676 | 100.1706
LS-000795 | 3.6956 | 160.54
LS-000122 | 3.6957 | 21.8937
LS-003274 | 3.6971 | 65.4566
LS-004266 | 3.7378 | 90.6084
LS-002105 | 3.764 | 199.0318
LS-000666 | 3.767 | 121.5089
LS-001496 | 3.7803 | 44.2588
LS-001467 | 3.7809 | 141.1638
LS-000001 | 3.8 | 391.9503
LS-002271 | 3.8053 | 159.3367
LS-002018 | 3.8058 | 15.408
LS-002408 | 3.8067 | 103.0159
LS-001826 | 3.8078 | 227.7647
LS-000546 | 3.8357 | 32.3402
LS-001111 | 3.8385 | 130.5466
LS-001172 | 3.8872 | 561.1247
LS-003978 | 3.8906 | 72.932
LS-002199 | 3.9321 | 97.1575
LS-001574 | 3.9476 | 9.4565
LS-001714 | 3.9522 | 94.7034
LS-000927 | 3.9712 | 350.4131
LS-001688 | 3.9969 | 37.1009
LS-002134 | 4.0137 | 116.1638
LS-002015 | 4.0182 | 36.9389
LS-004237 | 4.0956 | 76.7371
LS-001860 | 4.11 | 73.5154
LS-000904 | 4.1158 | 204.3815
LS-000017 | 4.1481 | 161.8487
LS-004031 | 4.1821 | 75.5626
LS-002907 | 4.1842 | 113.8342
LS-002200 | 4.1889 | 292.0184
LS-001471 | 4.2234 | 151.6601
LS-003322 | 4.251 | 52.8364
LS-001157 | 4.2511 | 253.8016
LS-003480 | 4.2559 | 28.2953
LS-001811 | 4.3071 | 59.077
LS-001411 | 4.3621 | 195.0426
LS-004089 | 4.374 | 155.0712
LS-001261 | 4.3808 | 77.0828
LS-001454 | 4.3942 | 191.2115
LS-000229 | 4.4095 | 159.029
LS-001506 | 4.4149 | 25.2617
LS-000639 | 4.4492 | 335.3453
LS-004003 | 4.5008 | 48.5152
LS-001368 | 4.5069 | 237.0362
LS-003989 | 4.5218 | 62.5321
LS-001648 | 4.5282 | 140.9349
LS-000111 | 4.534 | 45.9371
LS-001489 | 4.5413 | 157.6754
LS-002088 | 4.5876 | 90.647
LS-001403 | 4.6105 | 49.587
LS-002033 | 4.6175 | 175.113
LS-000401 | 4.6386 | 61.8013
LS-004201 | 4.6481 | 380.112
LS-003826 | 4.6979 | 214.255
LS-000580 | 4.727 | 137.6695
LS-001425 | 4.7322 | 16.2864
LS-002341 | 4.741 | 116.9152
LS-004287 | 4.77 | 643.5238
LS-000549 | 4.7757 | 336.7585
LS-004098 | 4.7766 | 64.1713
LS-004139 | 4.8626 | 530.2303
LS-002471 | 4.914 | 58.5053
LS-003979 | 5.0133 | 227.1793
LS-001605 | 5.0276 | 64.2946
LS-000858 | 5.0411 | 126.4181
LS-000758 | 5.0895 | 220.0242
LS-001929 | 5.0993 | 151.3387
LS-001431 | 5.1228 | 64.9904
LS-004056 | 5.1236 | 119.381
LS-001434 | 5.1797 | 52.797
LS-001856 | 5.1958 | 177.004
LS-001385 | 5.2156 | 79.0057
LS-004099 | 5.237 | 86.7624
LS-000944 | 5.2458 | 174.2912
LS-001048 | 5.2582 | 31.7119
LS-000529 | 5.2747 | 62.8729
LS-000856 | 5.2874 | 34.4463
LS-004145 | 5.2883 | 153.3307
LS-002035 | 5.3243 | 41.466
LS-004049 | 5.3248 | 202.8824
LS-000874 | 5.3586 | 140.6336
LS-004213 | 5.3712 | 286.8916
LS-004146 | 5.3778 | 191.9752
LS-001099 | 5.3811 | 35.7029
LS-003485 | 5.4086 | 106.4494
LS-000941 | 5.4241 | 143.7488
LS-004254 | 5.4345 | 118.5009
LS-004135 | 5.4496 | 61.8646
LS-004050 | 5.5005 | 83.2666
LS-000958 | 5.5063 | 49.0801
LS-000909 | 5.5182 | 147.2992
LS-004006 | 5.5322 | 82.2944
LS-000347 | 5.5702 | 70.2735
LS-004221 | 5.6187 | 213.031
LS-004072 | 5.6229 | 266.0134
LS-004174 | 5.6237 | 144.0407
LS-000481 | 5.6291 | 119.0471
LS-003910 | 5.6306 | 155.8514
LS-000148 | 5.6336 | 292.7303
LS-002076 | 5.6441 | 67.5012
LS-003901 | 5.6545 | 59.2217
LS-001792 | 5.655 | 138.661
LS-002403 | 5.662 | 153.1551
LS-002064 | 5.675 | 136.2485
LS-001905 | 5.677 | 90.8664
LS-004038 | 5.6992 | 51.5746
LS-004020 | 5.7043 | 100.7929
LS-001402 | 5.753 | 180.8142
LS-002392 | 5.7921 | 95.8509
LS-004158 | 5.795 | 103.8722
LS-002896 | 5.8552 | 247.8989
LS-002360 | 5.8626 | 27.4375
LS-000026 | 5.8726 | 164.9123
LS-000600 | 5.8899 | 180.0242
LS-001814 | 5.9034 | 58.4944
LS-003999 | 5.909 | 231.1822
LS-000980 | 5.9099 | 55.0875
LS-004156 | 5.9465 | 82.6676
LS-001097 | 5.9525 | 77.6344
LS-000731 | 5.9573 | 69.2614
LS-001266 | 5.9808 | 91.969
LS-001704 | 6.0188 | 57.5748
LS-004022 | 6.0398 | 62.4576
LS-004126 | 6.0547 | 271.017
LS-003920 | 6.0738 | 166.2516
LS-001914 | 6.1118 | 154.2217
LS-000994 | 6.1157 | 54.4892
LS-001828 | 6.1342 | 48.3882
LS-000722 | 6.1452 | 86.174
LS-002008 | 6.1578 | 44.3993
LS-001424 | 6.1811 | 89.713
LS-002453 | 6.1815 | 104.1338
LS-004200 | 6.1837 | 98.7056
LS-001825 | 6.2373 | 102.1722
LS-003188 | 6.273 | 254.5285
LS-001417 | 6.2784 | 43.1998
LS-004273 | 6.2939 | 151.5625
LS-003706 | 6.3062 | 135.2798
LS-000762 | 6.355 | 119.0476
LS-002047 | 6.3986 | 164.2234
LS-004001 | 6.4054 | 73.9595
LS-000419 | 6.4203 | 302.349
LS-000974 | 6.435 | 56.3003
LS-001383 | 6.517 | 48.9215
LS-002305 | 6.5377 | 38.375
LS-002895 | 6.547 | 191.6388
LS-001658 | 6.5524 | 152.0922
LS-001394 | 6.5844 | 92.753
LS-001611 | 6.6038 | 90.7841
LS-003388 | 6.6063 | 178.7829
LS-003194 | 6.6307 | 99.502
LS-002063 | 6.6325 | 118.8778
LS-001565 | 6.6353 | 34.8125
LS-001558 | 6.6527 | 537.2673
LS-001056 | 6.6989 | 76.1441
LS-000774 | 6.7429 | 150.0295
LS-000574 | 6.7458 | 131.2054
LS-000533 | 6.7977 | 152.3644
LS-004014 | 6.8249 | 86.9995
LS-000306 | 6.8266 | 150.1389
LS-001816 | 6.8393 | 186.672
LS-000110 | 6.844 | 179.4445
LS-001831 | 6.8841 | 207.7545
LS-002391 | 6.9254 | 163.4999
LS-000511 | 6.9319 | 167.4748
LS-001472 | 6.9464 | 163.2507
LS-001018 | 6.9932 | 144.3948
LS-001092 | 7.0043 | 31.086
LS-001003 | 7.0313 | 201.7349
LS-000459 | 7.0429 | 117.5236
LS-004058 | 7.0547 | 154.7816
LS-003247 | 7.0842 | 145.1028
LS-002056 | 7.1617 | 74.5782
LS-002131 | 7.1644 | 10.4074
LS-000219 | 7.169 | 157.2362
LS-004052 | 7.2679 | 293.875
LS-002019 | 7.2813 | 59.4455
LS-000349 | 7.3281 | 97.2549
LS-001936 | 7.3483 | 227.0999
LS-000602 | 7.353 | 27.8319
LS-002353 | 7.4419 | 46.2013
LS-001823 | 7.4929 | 335.443
LS-000853 | 7.5142 | 54.2294
LS-001340 | 7.5386 | 260.5465
LS-001121 | 7.5448 | 105.0071
LS-004124 | 7.5491 | 126.596
LS-000676 | 7.5687 | 124.2516
LS-004235 | 7.6238 | 103.3389
LS-000661 | 7.7029 | 31.1513
LS-000900 | 7.7171 | 45.1645
LS-001667 | 7.8425 | 107.9136
LS-001375 | 7.8476 | 200.9109
LS-002449 | 7.8483 | 286.5744
LS-002031 | 7.9121 | 89.1103
LS-004024 | 7.9346 | 81.931
LS-001645 | 7.957 | 54.8918
LS-002232 | 7.9797 | 310.2394
LS-002369 | 7.998 | 108.1556
LS-000461 | 8.0623 | 58.0023
LS-000869 | 8.0655 | 176.8827
LS-000305 | 8.0742 | 126.8203
LS-001533 | 8.0858 | 468.2526
LS-001853 | 8.1042 | 72.9716
LS-004189 | 8.1133 | 98.4428
LS-004076 | 8.1599 | 120.1987
LS-002436 | 8.1627 | 337.6583
LS-000601 | 8.1875 | 288.1308
LS-002025 | 8.28 | 93.207
LS-000004 | 8.305 | 139.4156
LS-000917 | 8.3414 | 129.5597
LS-004074 | 8.3846 | 81.8942
LS-002407 | 8.4004 | 178.5389
LS-001874 | 8.4374 | 383.7117
LS-001463 | 8.449 | 46.8755
LS-000023 | 8.5261 | 334.9059
LS-004195 | 8.5825 | 241.1458
LS-002475 | 8.5963 | 89.0965
LS-004163 | 8.6264 | 152.2614
LS-002011 | 8.6479 | 66.9302
LS-003177 | 8.6596 | 132.9072
LS-004103 | 8.7608 | 265.1182
LS-001212 | 8.8191 | 528.9308
LS-000873 | 8.8887 | 119.5066
LS-001613 | 8.8981 | 101.5424
LS-000262 | 8.9185 | 129.0433
LS-001482 | 8.9395 | 130.2486
LS-001363 | 8.9541 | 89.1957
LS-004295 | 8.987 | 323.2175
LS-001903 | 9.0246 | 72.1556
LS-004160 | 9.0268 | 120.1463
LS-003513 | 9.0703 | 240.7074
LS-000400 | 9.0998 | 200.7709
LS-004130 | 9.1052 | 285.0226
LS-002910 | 9.1232 | 394.4868
LS-003484 | 9.157 | 116.6106
LS-004267 | 9.1593 | 118.2378
LS-002286 | 9.1626 | 43.8759
LS-001344 | 9.1798 | 204.4163
LS-004227 | 9.1833 | 130.1635
LS-000346 | 9.1964 | 340.7794
LS-002139 | 9.205 | 289.3444
LS-003081 | 9.2185 | 395.5158
LS-000668 | 9.2605 | 261.0574
LS-002299 | 9.2733 | 22.5738
LS-000538 | 9.2786 | 110.341
LS-000303 | 9.3027 | 237.5952
LS-001358 | 9.3063 | 95.3553
LS-004161 | 9.3334 | 490.3087
LS-001770 | 9.4256 | 79.7414
LS-000457 | 9.4443 | 143.5487
LS-004173 | 9.4452 | 146.2523
LS-002315 | 9.4839 | 92.7437
LS-001754 | 9.4992 | 157.8732
LS-004236 | 9.5248 | 239.431
LS-004202 | 9.5876 | 165.0912
LS-004257 | 9.6331 | 197.6893
LS-001799 | 9.6955 | 41.0589
LS-004030 | 9.7347 | 106.4193
LS-002288 | 9.7397 | 119.295
LS-000838 | 9.7512 | 252.6911
LS-000952 | 9.7564 | 105.3449
LS-002266 | 9.7893 | 60.8673
LS-000379 | 9.8271 | 157.0739
LS-001517 | 9.9423 | 125.7892
LS-000034 | 9.9623 | 58.3573
LS-000763 | 9.9768 | 392.4317
LS-000604 | 9.9779 | 140.2452
LS-001284 | 9.9897 | 202.0611
LS-000962 | 9.9999 | 332.1922
LS-001123 | 10.0144 | 890.7205
LS-001973 | 10.0243 | 353.5765
LS-000852 | 10.1044 | 195.7696
LS-004037 | 10.1258 | 100.5809
LS-001201 | 10.1268 | 28.6879
LS-004264 | 10.1373 | 447.6357
LS-000532 | 10.1954 | 54.5353
LS-001263 | 10.2014 | 252.1229
LS-000791 | 10.2434 | 57.729
LS-001845 | 10.2501 | 89.1817
LS-001841 | 10.2818 | 176.9358
LS-000710 | 10.2848 | 362.4393
LS-004033 | 10.2862 | 107.0892
LS-004251 | 10.3055 | 408.5172
LS-004259 | 10.33 | 169.326
LS-004310 | 10.419 | 193.2121
LS-003985 | 10.4268 | 227.5015
LS-001907 | 10.442 | 158.6115
LS-001617 | 10.4531 | 335.9397
LS-004209 | 10.5151 | 237.1106
LS-002061 | 10.5381 | 42.2306
LS-003892 | 10.5518 | 141.2245
LS-001010 | 10.5626 | 93.3195
LS-002087 | 10.6082 | 244.5284
LS-000675 | 10.707 | 70.4745
LS-000067 | 10.7402 | 359.7463
LS-004141 | 10.7607 | 428.1574
LS-000518 | 10.7747 | 503.2325
LS-001488 | 10.7755 | 49.5091
LS-002331 | 10.7906 | 64.1756
LS-000775 | 10.7957 | 168.6654
LS-000507 | 10.8096 | 181.7105
LS-000916 | 10.8496 | 104.6897
LS-001637 | 10.8524 | 549.1979
LS-003964 | 10.9236 | 165.6726
LS-004064 | 10.9478 | 199.2524
LS-000071 | 11.0329 | 33.8273
LS-002465 | 11.0507 | 60.8203
LS-004044 | 11.0547 | 146.467
LS-002108 | 11.0675 | 254.4488
LS-000923 | 11.077 | 87.5388
LS-001904 | 11.0896 | 70.7787
LS-001278 | 11.1151 | 69.3408
LS-000707 | 11.1416 | 225.5561
LS-004220 | 11.1751 | 113.8252
LS-001696 | 11.1839 | 75.186
LS-001345 | 11.206 | 200.8121
LS-004134 | 11.264 | 167.8966
LS-001196 | 11.2878 | 225.3271
LS-000783 | 11.3037 | 170.9783
LS-001475 | 11.3503 | 100.556
LS-004231 | 11.3893 | 443.0531
LS-001414 | 11.4331 | 245.5852
LS-004164 | 11.4335 | 103.8517
LS-000721 | 11.4446 | 57.0822
LS-004151 | 11.466 | 173.8757
LS-001697 | 11.4856 | 78.5776
LS-000468 | 11.5066 | 116.9118
LS-004032 | 11.5257 | 95.3
LS-001410 | 11.5987 | 258.7933
LS-001492 | 11.6269 | 170.7768
LS-002197 | 11.6345 | 210.0686
LS-001753 | 11.6485 | 55.494
LS-000611 | 11.7259 | 581.6315
LS-004198 | 11.7499 | 227.3682
LS-002424 | 11.7524 | 169.2576
LS-001862 | 11.7739 | 73.6565
LS-004258 | 11.8129 | 264.0553
LS-000104 | 11.8351 | 132.3066
LS-001122 | 11.8815 | 91.7077
LS-000348 | 11.8839 | 287.5921
LS-000727 | 11.8868 | 298.3393
LS-004192 | 11.8872 | 213.5274
LS-001951 | 11.8962 | 67.4195
LS-000247 | 11.8985 | 134.5295
LS-000443 | 11.9369 | 86.8151
LS-004102 | 11.9652 | 254.8519
LS-000222 | 12.0263 | 379.006
LS-000140 | 12.0474 | 19.7816
LS-004199 | 12.1002 | 126.8841
LS-001486 | 12.1771 | 243.9342
LS-004268 | 12.1809 | 284.4925
LS-000878 | 12.2288 | 154.4609
LS-001644 | 12.266 | 87.9742
LS-001120 | 12.3307 | 163.6749
LS-000789 | 12.3664 | 53.1979
LS-001211 | 12.375 | 277.7422
LS-001407 | 12.4056 | 94.3351
LS-004069 | 12.421 | 154.4901
LS-004111 | 12.4783 | 608.8542
LS-000460 | 12.5208 | 99.4322
LS-001365 | 12.5604 | 276.7555
LS-004223 | 12.6306 | 351.4502
LS-004184 | 12.6316 | 286.6663
LS-000557 | 12.7605 | 166.5584
LS-002393 | 12.8127 | 124.5086
LS-001919 | 12.8175 | 218.1133
LS-004084 | 12.8369 | 171.7258
LS-000083 | 12.8521 | 362.408
LS-004142 | 12.8628 | 107.4401
LS-000983 | 12.9126 | 297.279
LS-002462 | 12.938 | 54.13
LS-001134 | 12.9387 | 69.5365
LS-002470 | 12.9438 | 365.1655
LS-004249 | 12.944 | 173.3281
LS-000695 | 12.9705 | 209.7044
LS-000559 | 12.9898 | 155.2017
LS-000340 | 13.0161 | 50.6778
LS-000372 | 13.04 | 139.3002
LS-002005 | 13.0492 | 330.7007
LS-001439 | 13.0977 | 55.0819
LS-002034 | 13.1146 | 74.7157
LS-000607 | 13.1445 | 133.8411
LS-000392 | 13.1699 | 85.4206
LS-004083 | 13.1876 | 74.4258
LS-004244 | 13.2004 | 260.2933
LS-002016 | 13.2066 | 252.4674
LS-002220 | 13.215 | 284.9142
LS-004232 | 13.3439 | 297.6356
LS-004019 | 13.3463 | 111.2814
LS-000033 | 13.3559 | 116.9885
LS-001596 | 13.3851 | 125.4461
LS-000226 | 13.3936 | 145.9489
LS-002077 | 13.4071 | 79.0079
LS-004107 | 13.4221 | 315.8802
LS-000367 | 13.4923 | 149.2986
LS-001652 | 13.5199 | 117.5997
LS-002142 | 13.5212 | 119.3193
LS-002421 | 13.5743 | 152.4926
LS-004081 | 13.6167 | 88.0123
LS-004172 | 13.6573 | 262.9728
LS-004116 | 13.6763 | 94.2247
LS-000534 | 13.7001 | 102.8968
LS-000694 | 13.74 | 51.9622
LS-004100 | 13.7628 | 270.0231
LS-001980 | 13.8001 | 174.9632
LS-001215 | 13.8044 | 238.0491
LS-002352 | 13.815 | 47.6983
LS-000448 | 13.9014 | 149.3142
LS-000646 | 13.9107 | 139.2289
LS-001997 | 13.9836 | 442.4083
LS-001926 | 14.0677 | 323.7222
LS-002425 | 14.0701 | 155.2838
LS-002325 | 14.1225 | 242.1053
LS-001867 | 14.2162 | 153.0113
LS-001768 | 14.2284 | 137.3994
LS-004105 | 14.2826 | 216.8298
LS-001649 | 14.3716 | 82.5833
LS-004245 | 14.4006 | 146.529
LS-000438 | 14.4195 | 240.4789
LS-001468 | 14.5405 | 111.2662
LS-004248 | 14.5424 | 832.7082
LS-000109 | 14.5428 | 122.528
LS-001210 | 14.5917 | 252.0658
LS-000982 | 14.6293 | 60.3364
LS-000490 | 14.6792 | 89.7464
LS-000766 | 14.6993 | 238.4031
LS-004035 | 14.7637 | 46.5503
LS-001957 | 14.7786 | 172.1447
LS-000531 | 14.807 | 142.1683
LS-000836 | 14.8203 | 322.1911
LS-004042 | 14.8348 | 47.3017
LS-002054 | 14.8388 | 90.6911
LS-004262 | 14.8626 | 168.8682
LS-002048 | 14.8988 | 208.9066
LS-002119 | 14.9344 | 161.1013
LS-002185 | 14.958 | 183.7181
LS-000884 | 14.9987 | 1251.2922
LS-000978 | 15.024 | 75.0866
LS-000691 | 15.0317 | 174.1714
LS-002152 | 15.0564 | 373.6727
LS-004011 | 15.1215 | 181.322
LS-000920 | 15.1219 | 54.041
LS-004204 | 15.1552 | 348.14
LS-002107 | 15.1613 | 213.1011
LS-002103 | 15.175 | 321.8033
LS-004080 | 15.256 | 163.4217
LS-001629 | 15.3083 | 138.8494
LS-004230 | 15.3191 | 117.3662
LS-004214 | 15.323 | 206.951
LS-001883 | 15.3404 | 98.4632
LS-000780 | 15.3453 | 78.2527
LS-001373 | 15.5036 | 148.1731
LS-004240 | 15.5109 | 86.5013
LS-001504 | 15.5309 | 341.2519
LS-000942 | 15.5552 | 84.7537
LS-004316 | 15.579 | 356.4262
LS-004314 | 15.6533 | 298.0924
LS-000231 | 15.6881 | 65.6145
LS-004136 | 15.7427 | 122.8543
LS-004177 | 15.8069 | 215.4323
LS-000855 | 15.8674 | 299.8622
LS-001066 | 15.8701 | 496.0435
LS-001927 | 15.9017 | 317.669
LS-001396 | 15.9339 | 68.0738
LS-001598 | 15.9839 | 78.4409
LS-002374 | 16.0372 | 145.6999
LS-000261 | 16.0392 | 89.5721
LS-003902 | 16.0446 | 131.1494
LS-002456 | 16.066 | 88.7007
LS-001854 | 16.0674 | 193.3773
LS-004118 | 16.1196 | 248.5725
LS-002267 | 16.1234 | 172.6567
LS-001597 | 16.1587 | 407.1416
LS-002387 | 16.1622 | 338.2015
LS-004048 | 16.1988 | 352.3132
LS-004155 | 16.2613 | 148.8015
LS-000556 | 16.3433 | 140.1209
LS-001275 | 16.3476 | 128.5205
LS-000901 | 16.353 | 179.9089
LS-000662 | 16.3849 | 192.2673
LS-004207 | 16.4495 | 176.6962
LS-000837 | 16.4692 | 98.9205
LS-001699 | 16.5097 | 173.7741
LS-000895 | 16.5414 | 184.588
LS-001627 | 16.6063 | 353.7717
LS-001216 | 16.7672 | 281.7487
LS-000248 | 16.794 | 372.9058
LS-004253 | 16.8088 | 101.5896
LS-001938 | 16.8184 | 25.8404
LS-003986 | 16.83 | 63.2284
LS-004117 | 16.841 | 192.3324
LS-002026 | 16.8533 | 141.1709
LS-001165 | 16.8835 | 130.0045
LS-001765 | 16.9231 | 353.6814
LS-003921 | 16.9989 | 392.1592
LS-002468 | 17.0237 | 192.4896
LS-001788 | 17.0708 | 205.2278
LS-002386 | 17.2258 | 99.6918
LS-004054 | 17.2317 | 270.501
LS-001110 | 17.2957 | 208.8458
LS-002400 | 17.2975 | 209.4336
LS-001399 | 17.3663 | 427.8564
LS-000123 | 17.4016 | 90.2663
LS-004041 | 17.406 | 171.9406
LS-002439 | 17.4067 | 315.5421
LS-004018 | 17.4218 | 481.475
LS-000597 | 17.4454 | 109.5764
LS-004110 | 17.5134 | 340.9766
LS-002426 | 17.5456 | 262.2734
LS-004225 | 17.5596 | 216.6582
LS-002301 | 17.5746 | 115.1844
LS-004119 | 17.5942 | 231.8041
LS-001764 | 17.6434 | 136.933
LS-004226 | 17.6775 | 185.0783
LS-001819 | 17.6873 | 121.0577
LS-004180 | 17.6998 | 171.4116
LS-004147 | 17.7046 | 84.6455
LS-003886 | 17.7121 | 213.6806
LS-004057 | 17.7632 | 220.8821
LS-002006 | 17.9595 | 207.7317
LS-001601 | 18.0176 | 99.5051
LS-004036 | 18.0251 | 159.2784
LS-004133 | 18.0889 | 170.361
LS-001499 | 18.097 | 372.5602
LS-004270 | 18.1967 | 197.559
LS-002257 | 18.1979 | 101.466
LS-004093 | 18.2257 | 145.9378
LS-004181 | 18.2836 | 242.3015
LS-001004 | 18.2967 | 119.3303
LS-002342 | 18.312 | 140.9221
LS-001193 | 18.3243 | 492.7613
LS-004129 | 18.3434 | 244.5796
LS-002058 | 18.3849 | 131.8902
LS-004071 | 18.447 | 396.9215
LS-004128 | 18.5141 | 416.4251
LS-001566 | 18.5395 | 708.1333
LS-001687 | 18.5569 | 395.2801
LS-004070 | 18.5867 | 449.8941
LS-002024 | 18.6115 | 165.5084
LS-004211 | 18.616 | 224.3436
LS-001609 | 18.6825 | 179.4154
LS-002075 | 18.7156 | 366.848
LS-001986 | 18.7401 | 248.1914
LS-003209 | 18.7532 | 316.7689
LS-003192 | 18.7661 | 259.7889
LS-002010 | 18.793 | 79.4585
LS-000076 | 18.8484 | 123.2124
LS-000977 | 18.8553 | 397.7414
LS-004304 | 18.9134 | 314.3094
LS-000516 | 19.0092 | 93.5591
LS-000510 | 19.0514 | 173.6072
LS-001147 | 19.0823 | 89.4942
LS-001683 | 19.1035 | 198.8517
LS-004243 | 19.1574 | 281.1981
LS-001039 | 19.1777 | 110.8808
LS-001384 | 19.2238 | 296.362
LS-001138 | 19.2457 | 523.0927
LS-001624 | 19.2471 | 489.2736
LS-002205 | 19.2616 | 152.3431
LS-004178 | 19.2824 | 250.5826
LS-002427 | 19.3657 | 101.0984
LS-004289 | 19.4926 | 191.641
LS-000482 | 19.5504 | 195.9115
LS-000388 | 19.5816 | 204.3255
LS-004106 | 19.6035 | 376.6139
LS-001270 | 19.6263 | 49.2802
LS-000058 | 19.6415 | 322.9682
LS-004168 | 19.6596 | 177.897
LS-002028 | 19.6861 | 41.5852
LS-001934 | 19.7226 | 265.393
LS-004216 | 19.7938 | 334.4104
LS-002187 | 19.8279 | 77.8456
LS-004176 | 19.9468 | 99.1016
LS-001281 | 20.0253 | 205.2799
LS-004077 | 20.0287 | 148.5156
LS-004028 | 20.0706 | 197.4491
LS-001508 | 20.0852 | 132.0895
LS-001450 | 20.0988 | 484.2308
LS-001623 | 20.1063 | 85.8932
LS-002071 | 20.121 | 128.4845
LS-004238 | 20.137 | 522.3202
LS-001034 | 20.1553 | 115.4457
LS-000576 | 20.1713 | 196.2096
LS-002223 | 20.188 | 282.5906
LS-000712 | 20.2235 | 323.2693
LS-002269 | 20.2265 | 111.9357
LS-003890 | 20.3687 | 234.839
LS-000103 | 20.375 | 275.9575
LS-001861 | 20.4531 | 57.4657
LS-001458 | 20.506 | 340.9708
LS-000251 | 20.5062 | 141.4243
LS-004217 | 20.648 | 262.8745
LS-004113 | 20.8039 | 159.3051
LS-004218 | 20.8354 | 104.3161
LS-001415 | 20.8484 | 192.9528
LS-000849 | 20.9202 | 116.2309
LS-002458 | 21.0166 | 194.9803
LS-001490 | 21.0681 | 191.7503
LS-001795 | 21.0867 | 316.0984
LS-000985 | 21.1217 | 264.8505
LS-004169 | 21.1387 | 202.0441
LS-001328 | 21.202 | 218.7807
LS-001203 | 21.2578 | 207.2775
LS-000371 | 21.316 | 148.4165
LS-000530 | 21.3353 | 581.9268
LS-003984 | 21.369 | 140.4381
LS-004252 | 21.4158 | 208.9276
LS-002180 | 21.4573 | 98.6196
LS-001646 | 21.4797 | 320.2619
LS-000717 | 21.4861 | 113.6688
LS-004208 | 21.5192 | 344.7638
LS-001351 | 21.5448 | 116.5721
LS-004182 | 21.6036 | 120.3655
LS-004068 | 21.6439 | 137.4946
LS-004144 | 21.6494 | 163.0489
LS-001858 | 21.6619 | 275.974
LS-000988 | 21.6662 | 336.8257
LS-001812 | 21.6675 | 245.59
LS-000535 | 21.6876 | 251.1982
LS-001793 | 21.7539 | 389.5647
LS-001777 | 21.8624 | 204.8985
LS-001413 | 21.8745 | 227.3465
LS-001491 | 21.9089 | 114.2081
LS-000386 | 22.0923 | 177.6962
LS-001474 | 22.1296 | 493.1494
LS-001137 | 22.1482 | 71.297
LS-001794 | 22.2079 | 342.9856
LS-000673 | 22.2201 | 122.2479
LS-001087 | 22.3362 | 136.2499
LS-004272 | 22.376 | 372.4915
LS-000428 | 22.4573 | 855.1276
LS-000964 | 22.5082 | 82.7489
LS-004185 | 22.5856 | 296.1054
LS-000992 | 22.6946 | 134.728
LS-004271 | 22.7089 | 404.3399
LS-001022 | 22.7511 | 347.0618
LS-000512 | 22.7828 | 121.8148
LS-004055 | 22.8607 | 632.4043
LS-001888 | 22.8749 | 257.9156
LS-004085 | 22.9164 | 140.4467
LS-002474 | 22.9539 | 435.0581
LS-000080 | 22.9778 | 74.8228
LS-002306 | 23.0105 | 167.5793
LS-004122 | 23.0633 | 117.6377
LS-004247 | 23.095 | 164.4227
LS-000225 | 23.1327 | 366.373
LS-003196 | 23.2111 | 526.242
LS-002372 | 23.2397 | 34.9412
LS-000959 | 23.2907 | 253.6742
LS-000946 | 23.317 | 308.1869
LS-004203 | 23.3207 | 151.1888
LS-001701 | 23.3696 | 160.5849
LS-004260 | 23.4117 | 362.4516
LS-002368 | 23.4585 | 366.3465
LS-004152 | 23.4704 | 256.7514
LS-001401 | 23.5869 | 177.9457
LS-001028 | 23.6391 | 383.8187
LS-001444 | 23.6735 | 226.7577
LS-004233 | 23.6917 | 187.8124
LS-004307 | 23.7678 | 152.7449
LS-001461 | 23.7896 | 598.4504
LS-001370 | 23.8821 | 156.7102
LS-001090 | 23.893 | 303.7958
LS-004224 | 23.9264 | 190.5904
LS-004013 | 23.9939 | 305.0848
LS-000260 | 24.135 | 408.8808
LS-001628 | 24.2925 | 355.5216
LS-002158 | 24.3392 | 188.3488
LS-000654 | 24.3756 | 293.2274
LS-001432 | 24.4687 | 148.129
LS-002402 | 24.4755 | 332.1611
LS-001480 | 24.5318 | 588.154
LS-002153 | 24.5331 | 131.993
LS-000120 | 24.5448 | 354.6924
LS-001145 | 24.5737 | 58.0063
LS-002312 | 24.5811 | 154.9996
LS-000609 | 24.6168 | 155.4139
LS-004179 | 24.6723 | 246.7893
LS-004131 | 24.7303 | 343.8985
LS-001136 | 24.7748 | 181.4845
LS-003883 | 24.789 | 225.1256
LS-001220 | 24.8054 | 92.5558
LS-001436 | 24.874 | 87.4443
LS-002241 | 24.9251 | 235.9857
LS-002245 | 24.9411 | 221.5262
LS-000019 | 24.9645 | 87.9381
LS-001199 | 24.9648 | 341.3834
LS-004034 | 25.1272 | 220.2414
LS-003514 | 25.137 | 322.1276
LS-001780 | 25.1772 | 530.3646
LS-001838 | 25.3912 | 215.9227
LS-001017 | 25.4307 | 222.7856
LS-002085 | 25.4549 | 150.536
LS-001221 | 25.5799 | 252.0142
LS-000669 | 25.6193 | 160.2534
LS-004125 | 25.6427 | 226.1376
LS-001493 | 25.6777 | 166.5086
LS-001105 | 25.7299 | 216.6127
LS-004015 | 25.7794 | 216.9674
LS-000645 | 25.7925 | 190.9403
LS-002347 | 25.8361 | 155.8014
LS-004255 | 25.8693 | 427.3043
LS-001891 | 25.9383 | 264.8086
LS-002240 | 25.9637 | 205.0216
LS-001610 | 26.1252 | 388.5489
LS-004127 | 26.1314 | 305.336
LS-001276 | 26.1625 | 139.6156
LS-000650 | 26.257 | 171.6085
LS-004215 | 26.3191 | 653.5397
LS-000537 | 26.402 | 348.5075
LS-001144 | 26.4231 | 135.8292
LS-004241 | 26.4903 | 390.8781
LS-004278 | 26.5406 | 389.817
LS-001755 | 26.5768 | 425.2985
LS-001840 | 26.6345 | 336.5805
LS-002092 | 26.6903 | 91.4355
LS-003983 | 26.7947 | 122.9157
LS-000570 | 26.8094 | 189.2947
LS-004090 | 26.8839 | 235.8959
LS-002469 | 26.8897 | 538.97
LS-000391 | 26.9039 | 301.2208
LS-004065 | 26.952 | 208.434
LS-002473 | 26.9579 | 462.6548
LS-001443 | 26.9699 | 394.6743
LS-002413 | 26.9783 | 404.6894
LS-001473 | 27.0333 | 137.0226
LS-001952 | 27.092 | 150.2066
LS-001950 | 27.194 | 178.6549
LS-002343 | 27.2247 | 178.7012
LS-001369 | 27.27 | 325.8243
LS-000564 | 27.2765 | 177.6987
LS-001880 | 27.2793 | 388.3398
LS-004188 | 27.281 | 495.1466
LS-000425 | 27.3053 | 334.9322
LS-000634 | 27.3552 | 137.8648
LS-001930 | 27.4882 | 297.1907
LS-003997 | 27.5394 | 169.3536
LS-000133 | 27.5662 | 180.3073
LS-004091 | 27.5968 | 171.6962
LS-000514 | 27.6718 | 329.5048
LS-001068 | 27.7114 | 187.69
LS-002191 | 27.7141 | 221.0067
LS-001935 | 27.7159 | 64.3966
LS-001881 | 27.7369 | 785.615
LS-001279 | 27.9334 | 60.82
LS-003613 | 27.991 | 185.4551
LS-000936 | 28.0289 | 252.4526
LS-002451 | 28.0799 | 397.639
LS-001100 | 28.1225 | 343.8984
LS-000217 | 28.1636 | 235.2236
LS-001776 | 28.3335 | 406.0545
LS-001001 | 28.3474 | 435.82
LS-001713 | 28.3664 | 167.7848
LS-004104 | 28.4981 | 271.7944
LS-004337 | 28.6585 | 265.5898
LS-002380 | 28.7768 | 125.4234
LS-001129 | 28.8154 | 203.4051
LS-004021 | 28.9584 | 283.341
LS-000397 | 29.0952 | 237.5658
LS-001703 | 29.1075 | 240.7094
LS-004023 | 29.1828 | 419.193
LS-004234 | 29.2059 | 135.5061
LS-000899 | 29.2076 | 147.577
LS-002032 | 29.5056 | 139.23
LS-000665 | 29.5892 | 138.4331
LS-002275 | 29.5975 | 221.377
LS-004242 | 29.6118 | 285.856
LS-001797 | 29.7402 | 250.3253
LS-000961 | 29.7554 | 564.77
LS-004246 | 29.7773 | 514.4645
LS-000132 | 29.977 | 126.9912
LS-001226 | 29.9841 | 241.2186
LS-000637 | 30.0129 | 225.0346
LS-001359 | 30.1004 | 208.6008
LS-004016 | 30.1227 | 156.7835
LS-000939 | 30.14 | 233.6155
LS-001800 | 30.4 | 182.4684
LS-004078 | 30.5057 | 420.6585
LS-002433 | 30.5281 | 726.3903
LS-001698 | 30.5717 | 166.9389
LS-000608 | 30.6651 | 175.3841
LS-000954 | 30.6991 | 55.718
LS-001664 | 30.7851 | 441.331
LS-001798 | 30.8271 | 229.7398
LS-003987 | 30.8443 | 185.3253
LS-001096 | 30.9592 | 463.5763
LS-001619 | 31.0275 | 278.3325
LS-004140 | 31.0441 | 247.8946
LS-003717 | 31.0499 | 251.0526
LS-000396 | 31.2351 | 132.177
LS-000589 | 31.2446 | 610.3912
LS-003515 | 31.3881 | 197.3518
LS-000112 | 31.4544 | 231.9667
LS-001133 | 31.4971 | 279.244
LS-000149 | 31.5734 | 278.3429
LS-000592 | 31.6531 | 184.9458
LS-000437 | 31.7357 | 294.6022
LS-002224 | 31.889 | 211.2883
LS-001040 | 32.0177 | 233.5054
LS-000380 | 32.075 | 291.8545
LS-000241 | 32.1177 | 243.4206
LS-001709 | 32.1318 | 360.1103
LS-004206 | 32.1583 | 335.8231
LS-000705 | 32.2006 | 199.0143
LS-000792 | 32.2719 | 241.0702
LS-000369 | 32.4192 | 257.3295
LS-000436 | 32.4373 | 137.8559
LS-002149 | 32.6268 | 535.5395
LS-000074 | 32.7225 | 163.5841
LS-004061 | 32.7772 | 246.984
LS-001160 | 32.8515 | 204.8412
LS-001666 | 32.8909 | 174.7904
LS-000250 | 32.9439 | 136.398
LS-004212 | 33.1156 | 265.9165
LS-004299 | 33.2753 | 412.0804
LS-000381 | 33.2788 | 434.3467
LS-004170 | 33.3082 | 359.4361
LS-000560 | 33.3322 | 282.5437
LS-004096 | 33.3939 | 300.344
LS-001896 | 33.5228 | 395.4104
LS-002053 | 33.6386 | 317.576
LS-001608 | 33.7904 | 213.0597
LS-004191 | 34.0165 | 329.6387
LS-001877 | 34.0364 | 291.8606
LS-001894 | 34.0754 | 174.3243
LS-001374 | 34.2537 | 350.7494
LS-000393 | 34.262 | 246.9759
LS-001367 | 34.2621 | 423.0721
LS-001959 | 34.3331 | 444.8078
LS-004190 | 34.3604 | 383.8921
LS-004007 | 34.4253 | 177.8537
LS-000892 | 34.4735 | 193.6126
LS-001205 | 34.5857 | 119.1927
LS-003709 | 34.665 | 254.6636
LS-004114 | 34.7835 | 167.7149
LS-000134 | 34.8334 | 166.2633
LS-001063 | 34.8574 | 285.0126
LS-002057 | 35.0457 | 157.0239
LS-003995 | 35.2411 | 197.2856
LS-001161 | 35.2737 | 344.0323
LS-001357 | 35.2788 | 292.6625
LS-003483 | 35.3748 | 367.2025
LS-002336 | 35.4888 | 510.6935
LS-000582 | 35.546 | 425.2036
LS-001616 | 35.5629 | 459.4645
LS-001585 | 35.653 | 352.3862
LS-004108 | 35.8088 | 241.9692
LS-002258 | 36.0624 | 269.0187
LS-002178 | 36.3431 | 185.2341
LS-000617 | 36.461 | 312.5723
LS-004219 | 36.502 | 307.4477
LS-000568 | 36.5453 | 443.9256
LS-001067 | 36.5596 | 165.7816
LS-001481 | 36.6184 | 262.226
LS-001372 | 36.6662 | 371.3465
LS-001674 | 36.7325 | 325.9244
LS-000547 | 36.9709 | 192.9445
LS-004051 | 37.006 | 166.636
LS-004082 | 37.0074 | 386.7639
LS-001008 | 37.1151 | 181.7347
LS-002419 | 37.1942 | 334.1135
LS-000562 | 37.2463 | 232.2425
LS-000007 | 37.2752 | 416.1373
LS-001146 | 37.357 | 75.0534
LS-001851 | 37.3782 | 1394.9261
LS-000769 | 37.3982 | 115.8471
LS-001847 | 37.4102 | 477.1
LS-001963 | 37.4125 | 197.2469
LS-004256 | 37.4674 | 392.3825
LS-003993 | 37.5004 | 88.6106
LS-002457 | 37.6099 | 212.0924
LS-000088 | 37.6315 | 473.1371
LS-004149 | 37.7388 | 406.6463
LS-000578 | 37.7691 | 614.3631
LS-002137 | 37.7726 | 483.5456
LS-001931 | 37.7848 | 282.8284
LS-004269 | 37.8737 | 392.9012
LS-000692 | 37.9087 | 376.167
LS-001518 | 37.9584 | 221.263
LS-001186 | 38.0415 | 795.0399
LS-000914 | 38.0831 | 300.0564
LS-002311 | 38.443 | 117.5428
LS-001169 | 38.5542 | 267.0628
LS-001445 | 38.6116 | 219.1139
LS-001390 | 38.7075 | 271.4442
LS-001522 | 38.8546 | 412.6617
LS-000724 | 38.8787 | 629.453
LS-000086 | 38.9291 | 221.7068
LS-003965 | 39.0213 | 231.3618
LS-001889 | 39.0339 | 246.7156
LS-004123 | 39.0568 | 555.2475
LS-001750 | 39.1564 | 182.2415
LS-003176 | 39.2894 | 1036.0495
LS-001671 | 39.436 | 155.678
LS-001487 | 39.4392 | 208.3786
LS-001009 | 39.7624 | 462.2048
LS-001085 | 39.7972 | 441.2559
LS-001156 | 39.8714 | 298.1669
LS-001437 | 40.1275 | 305.7941
LS-004120 | 40.2223 | 203.764
LS-004171 | 40.2448 | 426.1294
LS-002464 | 40.3265 | 89.8314
LS-000588 | 40.3321 | 361.3406
LS-001849 | 40.4095 | 348.1625
LS-004194 | 40.4239 | 316.7297
LS-000486 | 40.6254 | 321.2182
LS-004092 | 40.7308 | 194.3324
LS-001007 | 40.7351 | 352.9599
LS-000489 | 41.0551 | 456.9234
LS-001036 | 41.0836 | 587.1541
LS-004261 | 41.1124 | 538.3194
LS-001783 | 41.2133 | 446.173
LS-001923 | 41.2526 | 274.8959
LS-000779 | 41.2626 | 247.6649
LS-001818 | 41.307 | 567.0109
LS-002003 | 41.4785 | 246.8457
LS-004026 | 41.5938 | 262.5341
LS-004196 | 41.6104 | 554.1273
LS-002041 | 41.744 | 121.3669
LS-003220 | 42.0187 | 247.7528
LS-001965 | 42.091 | 579.6938
LS-000452 | 42.0988 | 316.034
LS-004075 | 42.1862 | 368.819
LS-001209 | 42.2585 | 521.9838
LS-001961 | 42.3807 | 183.847
LS-002381 | 42.6011 | 399.4452
LS-001885 | 42.6516 | 183.375
LS-001822 | 42.8045 | 391.0433
LS-001348 | 43.0781 | 108.1822
LS-000374 | 43.0826 | 205.9209
LS-000706 | 43.1035 | 749.1204
LS-004166 | 43.274 | 1176.1786
LS-002043 | 43.3764 | 241.7157
LS-000048 | 43.3956 | 250.7129
LS-000224 | 43.3973 | 384.2413
LS-002129 | 43.4022 | 485.159
LS-001821 | 43.546 | 220.5956
LS-000456 | 43.5675 | 366.6973
LS-000887 | 43.7243 | 288.4291
LS-002467 | 43.7372 | 372.7052
LS-001672 | 43.7862 | 149.6674
LS-001204 | 43.8486 | 232.3994
LS-001446 | 43.9363 | 871.8602
LS-004062 | 43.9499 | 389.3129
LS-000594 | 44.1093 | 333.9192
LS-000627 | 44.1253 | 136.6478
LS-001435 | 44.1839 | 296.284
LS-001173 | 44.4637 | 172.0732
LS-000147 | 44.612 | 277.2152
LS-001509 | 44.7375 | 214.6372
LS-002084 | 44.9104 | 299.2043
LS-000966 | 44.9596 | 335.0431
LS-004067 | 45.1507 | 141.2574
LS-000575 | 45.2312 | 538.0008
LS-000284 | 45.2838 | 187.8383
LS-002376 | 45.2977 | 543.4749
LS-002247 | 45.3155 | 220.6651
LS-000890 | 45.3656 | 169.2917
LS-000647 | 45.3666 | 431.1822
LS-001690 | 45.3681 | 174.9528
LS-000505 | 45.3778 | 84.918
LS-000629 | 45.3803 | 635.1507
LS-000719 | 45.4208 | 485.663
LS-003980 | 45.4371 | 272.1531
LS-000984 | 45.7393 | 208.8545
LS-002281 | 45.9181 | 484.0748
LS-002177 | 45.9813 | 312.1635
LS-004138 | 46.0181 | 344.67
LS-002226 | 46.1055 | 337.5372
LS-000702 | 46.1859 | 241.4078
LS-000857 | 46.2875 | 158.0988
LS-002333 | 46.3336 | 281.5956
LS-004239 | 46.7352 | 554.6837
LS-000282 | 46.7673 | 214.1283
LS-000658 | 46.7723 | 341.171
LS-004097 | 46.8742 | 313.185
LS-000937 | 47.0925 | 607.5947
LS-004039 | 47.1527 | 644.7985
LS-001109 | 47.1817 | 396.3232
LS-002072 | 47.22 | 208.9504
LS-002260 | 47.4763 | 201.8182
LS-001466 | 47.6737 | 347.1806
LS-002183 | 47.9885 | 228.7662
LS-001948 | 48.1836 | 211.9891
LS-001416 | 48.2831 | 345.8258
LS-004197 | 48.3414 | 313.2007
LS-000085 | 48.3554 | 188.2125
LS-001805 | 48.371 | 331.9778
LS-002460 | 48.7046 | 209.8215
LS-001189 | 48.8427 | 467.8634
LS-002302 | 48.946 | 572.5284
LS-002410 | 49.0307 | 680.7987
LS-000558 | 49.0445 | 424.3608
LS-002044 | 49.0926 | 343.9787
LS-000368 | 49.3405 | 381.7836
LS-000667 | 49.4109 | 268.2521
LS-000885 | 49.5384 | 206.5909
LS-000484 | 49.5588 | 670.5235
LS-000236 | 49.6751 | 693.7363
LS-000476 | 49.7935 | 894.8127
LS-002365 | 50.3524 | 478.6325
LS-000908 | 50.3984 | 308.1625
LS-004210 | 50.4446 | 275.0613
LS-000898 | 50.7264 | 262.0939
LS-000091 | 50.8741 | 538.9521
LS-004043 | 50.9031 | 389.0808
LS-000599 | 50.9299 | 264.248
LS-000730 | 51.3106 | 233.1487
LS-000738 | 51.4063 | 160.0465
LS-000960 | 51.4777 | 818.2479
LS-001011 | 51.555 | 354.0519
LS-004004 | 51.6091 | 546.9813
LS-004094 | 51.666 | 753.0445
LS-001827 | 51.9458 | 604.9699
LS-003367 | 51.984 | 411.386
LS-001166 | 52.4612 | 282.807
LS-001503 | 52.5168 | 185.5304
LS-001947 | 52.5343 | 554.9119
LS-002476 | 52.5733 | 272.4819
LS-004109 | 52.7792 | 228.6407
LS-000439 | 52.8059 | 364.2381
LS-004115 | 52.8223 | 434.3144
LS-000114 | 52.905 | 451.2119
LS-001630 | 53.4115 | 370.4449
LS-000469 | 53.546 | 445.1752
LS-002379 | 53.6046 | 266.4474
LS-001035 | 53.7842 | 487.1848
LS-001659 | 53.8373 | 353.2174
LS-000605 | 55.0154 | 329.2233
LS-001269 | 55.0731 | 495.1388
LS-004010 | 55.1081 | 253.825
LS-004222 | 55.2485 | 525.8908
LS-001452 | 55.559 | 117.659
LS-001909 | 55.7929 | 208.0046
LS-001362 | 56.2038 | 447.1161
LS-000385 | 56.3381 | 557.8285
LS-002444 | 56.3456 | 105.7486
LS-000300 | 56.5095 | 112.3036
LS-002909 | 56.55 | 374.0761
LS-000228 | 56.8348 | 796.6468
LS-001400 | 56.8762 | 240.9502
LS-003354 | 57.4378 | 417.6443
LS-001104 | 57.4833 | 259.4981
LS-001341 | 57.6326 | 114.8113
LS-001176 | 57.6359 | 337.9751
LS-000358 | 57.7426 | 756.3118
LS-000716 | 57.8573 | 243.0043
LS-001428 | 57.9404 | 494.0349
LS-001020 | 58.0074 | 298.3483
LS-000677 | 58.1382 | 339.7356
LS-001330 | 58.1909 | 432.771
LS-004009 | 58.3899 | 579.004
LS-004137 | 58.5434 | 573.8863
LS-004148 | 58.5617 | 525.4302
LS-001181 | 58.5741 | 370.588
LS-000423 | 58.7163 | 441.8575
LS-000638 | 59.0383 | 580.8707
LS-000993 | 59.5779 | 342.9877
LS-001668 | 59.9129 | 366.7547
LS-000761 | 59.9392 | 250.0897
LS-000720 | 60.0124 | 262.9371
LS-001251 | 60.0441 | 584.9829
LS-002905 | 60.0709 | 406.8734
LS-002354 | 60.2561 | 356.0593
LS-004079 | 60.7236 | 761.3024
LS-000696 | 60.8853 | 572.4594
LS-002239 | 60.9545 | 348.5933
LS-004087 | 61.1822 | 477.4657
LS-002435 | 61.4463 | 609.4979
LS-001023 | 61.7453 | 502.0767
LS-001784 | 62.1647 | 493.6053
LS-002244 | 62.5163 | 329.5318
LS-000299 | 62.7684 | 434.4936
LS-001005 | 62.9795 | 389.8797
LS-001893 | 63.0069 | 578.3219
LS-000723 | 63.1465 | 170.8588
LS-004229 | 63.779 | 471.8357
LS-001037 | 63.8357 | 343.385
LS-001159 | 63.8907 | 520.5095
LS-001163 | 63.9564 | 333.0569
LS-000082 | 63.99 | 163.134
LS-001476 | 64.223 | 492.8881
LS-001268 | 64.3038 | 387.6568
LS-000377 | 64.5486 | 491.6028
LS-000759 | 64.6807 | 351.4213
LS-001030 | 64.7285 | 399.0493
LS-001775 | 64.9235 | 715.506
LS-004157 | 65.0902 | 368.1683
LS-000886 | 65.2838 | 236.6978
LS-000929 | 65.3077 | 133.8695
LS-002096 | 65.709 | 459.677
LS-002399 | 65.7814 | 141.0563
LS-000778 | 65.9846 | 476.5559
LS-002371 | 66.1054 | 317.1932
LS-002248 | 66.2016 | 564.1526
LS-002204 | 66.468 | 314.0172
LS-002203 | 66.5902 | 338.9577
LS-001670 | 66.7481 | 454.2836
LS-000097 | 67.198 | 518.4857
LS-002051 | 67.24 | 180.1373
LS-000256 | 67.4041 | 174.3124
LS-002115 | 67.4836 | 365.5875
LS-004263 | 67.5117 | 611.5055
LS-003900 | 68.061 | 239.4061
LS-002894 | 68.3128 | 547.3302
LS-001787 | 68.3526 | 1481.2305
LS-001985 | 68.4347 | 1137.8258
LS-002350 | 68.4767 | 299.0597
LS-001224 | 68.6217 | 535.0487
LS-002007 | 68.751 | 789.2997
LS-002225 | 69.6338 | 1298.3776
LS-001141 | 69.7058 | 174.1389
LS-003967 | 69.7352 | 653.0251
LS-001162 | 70.135 | 290.3348
LS-001031 | 70.2855 | 431.8629
LS-000624 | 70.6804 | 323.131
LS-004063 | 70.6817 | 229.2138
LS-001015 | 71.0305 | 380.1205
LS-000703 | 71.1255 | 334.2462
LS-003143 | 71.1843 | 197.9977
LS-001349 | 71.2933 | 301.3244
LS-001177 | 71.4472 | 180.3543
LS-001615 | 71.4913 | 585.522
LS-001174 | 71.6525 | 349.4688
LS-000100 | 72.6414 | 715.3459
LS-001397 | 72.7668 | 190.2512
LS-002431 | 73.0709 | 546.1889
LS-001773 | 73.2869 | 256.2347
LS-000640 | 73.3337 | 310.0758
LS-000998 | 73.5254 | 571.3218
LS-004154 | 73.6538 | 599.4261
LS-001420 | 73.8375 | 417.0613
LS-002375 | 73.9309 | 341.1003
LS-002414 | 74.0061 | 233.4964
LS-001863 | 74.4047 | 791.112
LS-001187 | 74.572 | 493.8389
LS-003110 | 74.7915 | 337.0994
LS-002270 | 74.8666 | 480.0183
LS-000378 | 75.1086 | 441.2587
LS-000633 | 75.2739 | 548.6755
LS-001329 | 75.3382 | 367.5153
LS-001371 | 75.3834 | 194.565
LS-002463 | 75.3963 | 437.1696
LS-002983 | 75.9706 | 283.8778
LS-002030 | 76.1184 | 173.7003
LS-000603 | 77.2564 | 203.591
LS-003355 | 77.28 | 413.5917
LS-000888 | 77.285 | 327.5587
LS-001012 | 77.7528 | 432.3439
LS-000057 | 77.7711 | 431.7439
LS-001786 | 77.8459 | 394.4163
LS-000039 | 78.0988 | 795.6598
LS-004040 | 78.1461 | 290.4474
LS-000399 | 78.9006 | 226.4549
LS-000434 | 78.9818 | 355.5556
LS-001382 | 79.0908 | 539.1075
LS-000243 | 80.1112 | 605.5696
LS-000881 | 80.1227 | 372.7813
LS-001430 | 81.5206 | 549.808
LS-000760 | 81.6034 | 475.7466
LS-000205 | 81.9096 | 476.8385
LS-001657 | 81.9165 | 527.723
LS-000987 | 82.1854 | 344.4073
LS-002111 | 82.3709 | 419.2533
LS-003891 | 83.5864 | 361.0875
LS-000432 | 83.6896 | 544.1281
LS-004008 | 83.8676 | 461.971
LS-002422 | 83.9236 | 326.1779
LS-001901 | 84.2716 | 327.4299
LS-000160 | 85.3629 | 855.5505
LS-001779 | 85.7671 | 974.2626
LS-000214 | 86.6828 | 842.4882
LS-004047 | 86.7338 | 419.379
LS-002089 | 86.9115 | 450.9362
LS-001922 | 87.1708 | 369.7573
LS-002242 | 87.3009 | 707.3635
LS-000509 | 87.3959 | 516.8646
LS-002291 | 87.7555 | 1051.5673
LS-001654 | 87.8044 | 280.0689
LS-002434 | 88.1826 | 258.8269
LS-001440 | 88.7588 | 924.5723
LS-002001 | 88.7919 | 497.1237
LS-001639 | 89.2754 | 2174.692
LS-002442 | 89.577 | 639.136
LS-002012 | 90.9744 | 290.076
LS-002259 | 91.436 | 257.6104
LS-001455 | 92.2083 | 252.4783
LS-004000 | 92.2579 | 806.8569
LS-001536 | 92.3435 | 404.1758
LS-002262 | 92.7223 | 364.4818
LS-003747 | 92.9795 | 444.993
LS-001899 | 94.0174 | 1021.896
LS-004027 | 94.336 | 553.2463
LS-001356 | 94.3536 | 670.2579
LS-001600 | 94.83 | 659.6924
LS-001820 | 95.1425 | 650.8307
LS-000470 | 95.2503 | 197.1341
LS-004143 | 95.3101 | 804.1377
LS-004086 | 95.4832 | 745.1503
LS-000818 | 95.6951 | 375.1368
LS-000445 | 96.4981 | 530.1619
LS-001631 | 97.4018 | 756.8879
LS-000462 | 97.7759 | 466.5011
LS-001520 | 98.9504 | 569.0099
LS-001377 | 99.2375 | 457.8095
LS-000540 | 99.969 | 1033.4603
LS-004159 | 100.1597 | 862.2755
LS-001058 | 101.53 | 520.6248
LS-000070 | 103.7432 | 398.7077
LS-002049 | 103.8489 | 484.3428
LS-001505 | 104.0298 | 386.2849
LS-002190 | 104.1462 | 149.2872
LS-001378 | 104.5141 | 653.6731
LS-002295 | 105.5529 | 496.0907
LS-001941 | 106.5745 | 502.782
LS-001778 | 106.9909 | 518.6875
LS-000515 | 107.0509 | 726.6517
LS-001218 | 107.1881 | 370.3578
LS-000099 | 107.4471 | 1318.9282
LS-000981 | 107.5573 | 639.5323
LS-002002 | 107.6513 | 560.0819
LS-002296 | 108.081 | 356.4701
LS-000931 | 109.6412 | 486.3518
LS-000657 | 109.8283 | 344.4384
LS-000496 | 110.1684 | 627.5474
LS-001500 | 110.9309 | 939.034
LS-000006 | 111.1751 | 1009.4588
LS-000390 | 111.275 | 369.6867
LS-001228 | 113.5872 | 1322.7557
LS-001064 | 118.1828 | 534.204
LS-000672 | 118.3064 | 566.3293
LS-001484 | 121.8602 | 996.03
LS-002091 | 122.0043 | 792.231
LS-001095 | 122.1212 | 400.8049
LS-000956 | 122.9188 | 912.8154
LS-000871 | 124.643 | 511.8382
LS-000979 | 126.0882 | 626.7959
LS-000593 | 126.1577 | 1142.594
LS-001272 | 126.7485 | 647.0175
LS-002040 | 129.7894 | 373.122
LS-001872 | 132.5388 | 478.5419
LS-001219 | 133.9571 | 1014.2217
LS-000542 | 134.4798 | 283.8854
LS-004073 | 134.998 | 731.7241
LS-000441 | 135.0248 | 442.7976
LS-004265 | 135.3356 | 588.0587
LS-000249 | 136.1117 | 242.3582
LS-000561 | 136.1331 | 514.2635
LS-000435 | 136.185 | 895.2877
LS-000817 | 137.4323 | 428.1687
LS-001673 | 138.1186 | 480.7499
LS-000116 | 139.8982 | 729.928
LS-001388 | 140.0629 | 356.5555
LS-000258 | 141.3936 | 671.6502
LS-000520 | 142.1743 | 560.5845
LS-000519 | 142.2957 | 322.7251
LS-001277 | 144.3242 | 880.6837
LS-002231 | 144.4211 | 391.4672
LS-001026 | 144.6937 | 640.0832
LS-000384 | 145.92 | 564.6433
LS-001464 | 147.5741 | 704.6265
LS-002009 | 154.5638 | 862.8209
LS-004165 | 154.7364 | 732.4955
LS-000047 | 156.7405 | 401.4004
LS-000005 | 158.6877 | 707.4743
LS-001850 | 159.883 | 494.1947
LS-000882 | 160.0945 | 1889.7234
LS-002307 | 165.9746 | 357.4526
LS-000517 | 167.413 | 1002.9527
LS-002290 | 167.6907 | 962.0741
LS-002318 | 167.9418 | 762.6404
LS-000824 | 168.7287 | 431.0557
LS-002289 | 170.6695 | 2354.1114
LS-000571 | 173.9629 | 581.4777
LS-000913 | 174.1181 | 649.3013
LS-001131 | 175.4622 | 803.8679
LS-001846 | 176.4815 | 1132.645
LS-002254 | 178.4822 | 340.9398
LS-004046 | 179.7268 | 922.2112
LS-001271 | 183.8804 | 306.168
LS-001057 | 184.8218 | 616.4194
LS-001197 | 189.1748 | 935.62
LS-001089 | 190.0661 | 491.2852
LS-001824 | 193.9153 | 455.5849
LS-000444 | 199.1566 | 625.3262
LS-000098 | 208.1125 | 527.656
LS-000753 | 216.8901 | 789.3311
LS-001139 | 218.8657 | 1339.5756
LS-001685 | 219.0082 | 1085.3466
LS-003982 | 220.1584 | 221.2081
LS-001117 | 223.5822 | 668.8082
LS-001364 | 225.8143 | 780.443
LS-000063 | 225.9356 | 445.3282
LS-001207 | 232.0898 | 1017.8234
LS-002186 | 233.3963 | 1842.0935
LS-001871 | 234.8552 | 378.6295
LS-001130 | 239.5271 | 1311.1426
LS-001222 | 244.8702 | 2244.6475
LS-001789 | 246.2103 | 499.0122
LS-000970 | 247.1012 | 531.9454
LS-002445 | 250.084 | 875.6815
LS-000951 | 252.3062 | 982.6084
LS-001607 | 255.8131 | 661.8978
LS-001019 | 258.8998 | 941.8805
LS-000491 | 262.8397 | 446.7074
LS-001065 | 265.7885 | 1318.5133
LS-000118 | 266.416 | 1935.9738
LS-000365 | 281.7476 | 994.1102
LS-000254 | 284.9424 | 826.437
LS-002192 | 290.121 | 618.6771
LS-000259 | 290.7555 | 1508.6849
LS-000366 | 295.6205 | 1510.6119
LS-000971 | 303.8188 | 950.3605
LS-001813 | 307.8175 | 571.1666
LS-001116 | 320.8278 | 981.7466
LS-000370 | 347.3319 | 963.5749
LS-002394 | 400.9282 | 2564.6752
LS-000173 | 401.3148 | 996.2106
LS-000075 | 406.2596 | 2302.9151
LS-000997 | 418.966 | 681.9944
LS-001142 | 467.2275 | 1029.5539
LS-001185 | 468.6163 | 1512.7789
LS-000768 | 531.6214 | 729.802
LS-001512 | 540.9888 | 3092.5126
LS-000915 | 732.1612 | 1485.8799
LS-002277 | 1082.8954 | 6444.5079
LS-001423 | 2310.4918 | 1643.761